## PROJECTS
BNi Square Foot Costbook 2025 |  |  | National Average |  | Local Cost for: |  | AA - NATIONAL AVG |  | × click to select location
FILE 1 | FIRE STATION | project size (sq ft): |  | 9050 | adjusted size: | 9050 | ×set target size (sq ft) |  |  | 1
Code | Division Name | % | S F Cost | Projected | S F Cost | Projected
0 | Procurement and Contracting Requirements | 6.766% | 30.68 | 277654 | 30.68 | 277654
1 | General Requirements | 21.3% | 96.57 | 873958.5 | 96.57 | 873958.5
3 | Concrete | 6.35% | 28.79 | 260549.5 | 28.79 | 260549.5
4 | Masonry | 3.613% | 16.38 | 148239 | 16.38 | 148239
5 | Metals | 0.666% | 3.02 | 27331 | 3.02 | 27331
6 | Wood, Plastics, and Composites | 7.944% | 36.02 | 325981 | 36.02 | 325981
7 | Thermal and Moisture Protection | 7.488% | 33.95 | 307247.5 | 33.95 | 307247.5
8 | Openings | 5.256% | 23.83 | 215661.5 | 23.83 | 215661.5
9 | Finishes | 6.667% | 30.23 | 273581.5 | 30.23 | 273581.5
10 | Specialties | 1.151% | 5.22 | 47241 | 5.22 | 47241
11 | Equipment | 0.902% | 4.09 | 37014.5 | 4.09 | 37014.5
12 | Furnishings | 0.05955% | 0.27 | 2443.5 | 0.27 | 2443.5
13 | Special Construction | 0.6021% | 2.73 | 24706.5 | 2.73 | 24706.5
21 | Fire Suppression | 1.273% | 5.77 | 52218.5 | 5.77 | 52218.5
22 | Plumbing | 3.652% | 16.56 | 149868 | 16.56 | 149868
23 | HVAC | 12.82% | 58.13 | 526076.5 | 58.13 | 526076.5
26 | Electrical | 12.13% | 54.98 | 497569 | 54.98 | 497569
27 | Communications | 0.3573% | 1.62 | 14661 | 1.62 | 14661
28 | Electronic Safety and Security | 1.01% | 4.58 | 41449 | 4.58 | 41449
| Total Building Costs | 100% | 453.42 | 4103451 | 453.42 | 4103451 |  | based on AA - NATIONAL AVG
FILE 2 | FIRE STATION | project size (sq ft): |  | 4600 | adjusted size: | 4600 | ×set target size (sq ft)
Code | Division Name | % | S F Cost | Projected | S F Cost | Projected
0 | Bidding Requirements | 19.73% | 98.17 | 451582 | 98.17 | 451582
3 | Concrete | 8.729% | 43.43 | 199778 | 43.43 | 199778
4 | Masonry | 15.76% | 78.42 | 360732 | 78.42 | 360732
5 | Metals | 0.4221% | 2.1 | 9660 | 2.1 | 9660
6 | Wood & Plastics | 7.119% | 35.42 | 162932 | 35.42 | 162932
7 | Thermal & Moisture Protection | 7.471% | 37.17 | 170982 | 37.17 | 170982
8 | Doors & Windows | 10.16% | 50.53 | 232438 | 50.53 | 232438
9 | Finishes | 7.471% | 37.17 | 170982 | 37.17 | 170982
10 | Specialties | 1.244% | 6.19 | 28474 | 6.19 | 28474
11 | Equipment | 0.5708% | 2.84 | 13064 | 2.84 | 13064
12 | Furnishings | 1.21% | 6.02 | 27692 | 6.02 | 27692
15 | Mechanical | 11.04% | 54.95 | 252770 | 54.95 | 252770
16 | Electrical | 9.067% | 45.11 | 207506 | 45.11 | 207506
| Total Building Costs | 100% | 497.52 | 2288592 | 497.52 | 2288592 |  | based on AA - NATIONAL AVG
FILE 3 | STATE PARK BUILDING | project size (sq ft): |  | 1380 | adjusted size: | 1380 | ×set target size (sq ft)
Code | Division Name | % | S F Cost | Projected | S F Cost | Projected
1 | General Requirements | 28.42% | 169.24 | 233551.2 | 169.24 | 233551.2
3 | Concrete | 4.29% | 25.55 | 35259 | 25.55 | 35259
4 | Masonry | 14.88% | 88.59 | 122254.2 | 88.59 | 122254.2
5 | Metals | 0.3157% | 1.88 | 2594.4 | 1.88 | 2594.4
6 | Wood, Plastics | 13.97% | 83.2 | 114816 | 83.2 | 114816
7 | Thermal and Moisture | 4.703% | 28.01 | 38653.8 | 28.01 | 38653.8
8 | Openings | 8.087% | 48.16 | 66460.8 | 48.16 | 66460.8
9 | Finishes | 1.849% | 11.01 | 15193.8 | 11.01 | 15193.8
10 | Specialties | 2.806% | 16.71 | 23059.8 | 16.71 | 23059.8
12 | Furnishings | 0.5037% | 3 | 4140 | 3 | 4140
22 | Plumbing | 11.82% | 70.41 | 97165.8 | 70.41 | 97165.8
23 | HVAC | 2.787% | 16.6 | 22908 | 16.6 | 22908
26 | Electrical | 5.575% | 33.2 | 45816 | 33.2 | 45816
| Total Building Costs | 100% | 595.56 | 821872.8 | 595.56 | 821872.8 |  | based on AA - NATIONAL AVG
FILE 4 | FAMILY SHELTER ADMINISTRATIVE BUILDING | project size (sq ft): |  | 24220 | adjusted size: | 24220 | ×set target size (sq ft)
Code | Division Name | % | S F Cost | Projected | S F Cost | Projected
0 | Procurement | 1.246% | 2.75 | 66605 | 2.75 | 66605
1 | General Requirements | 14.02% | 30.95 | 749609 | 30.95 | 749609
3 | Concrete | 5.074% | 11.2 | 271264 | 11.2 | 271264
4 | Masonry | 0.1903% | 0.42 | 10172.4 | 0.42 | 10172.4
5 | Metals | 3.448% | 7.61 | 184314.2 | 7.61 | 184314.2
6 | Wood, Plastics | 15.2% | 33.56 | 812823.2 | 33.56 | 812823.2
7 | Thermal and Moisture | 5.799% | 12.8 | 310016 | 12.8 | 310016
8 | Openings | 5.704% | 12.59 | 304929.8 | 12.59 | 304929.8
9 | Finishes | 12.96% | 28.61 | 692934.2 | 28.61 | 692934.2
10 | Specialties | 0.7521% | 1.66 | 40205.2 | 1.66 | 40205.2
12 | Furnishings | 0.956% | 2.11 | 51104.2 | 2.11 | 51104.2
21 | Fire Suppression | 1.568% | 3.46 | 83801.2 | 3.46 | 83801.2
22 | Plumbing | 5.052% | 11.15 | 270053 | 11.15 | 270053
23 | HVAC | 13.07% | 28.84 | 698504.8 | 28.84 | 698504.8
26 | Electrical | 14.96% | 33.01 | 799502.2 | 33.01 | 799502.2
| Total Building Costs | 100% | 220.72 | 5345838.4 | 220.72 | 5345838.4 |  | based on AA - NATIONAL AVG
FILE 5 | FIRE STATION | project size (sq ft): |  | 13710 | adjusted size: | 13710 | ×set target size (sq ft)
Code | Division Name | % | S F Cost | Projected | S F Cost | Projected
1 | General Requirements | 7.049% | 35.67 | 489035.7 | 35.67 | 489035.7
3 | Concrete | 8.282% | 41.91 | 574586.1 | 41.91 | 574586.1
4 | Masonry | 16.77% | 84.85 | 1163293.5 | 84.85 | 1163293.5
5 | Metals | 8.767% | 44.36 | 608175.6 | 44.36 | 608175.6
6 | Wood & Plastics | 1.237% | 6.26 | 85824.6 | 6.26 | 85824.6
7 | Thermal & Moisture | 10.43% | 52.76 | 723339.6 | 52.76 | 723339.6
8 | Openings | 5.283% | 26.73 | 366468.3 | 26.73 | 366468.3
9 | Finishes | 8.275% | 41.87 | 574037.7 | 41.87 | 574037.7
10 | Specialties | 3.271% | 16.55 | 226900.5 | 16.55 | 226900.5
12 | Furnishings | 0.7391% | 3.74 | 51275.4 | 3.74 | 51275.4
21 | Fire Suppression | 2.899% | 14.67 | 201125.7 | 14.67 | 201125.7
22 | Plumbing | 5.273% | 26.68 | 365782.8 | 26.68 | 365782.8
23 | HVAC | 7.569% | 38.3 | 525093 | 38.3 | 525093
26 | Electrical | 11.94% | 60.42 | 828358.2 | 60.42 | 828358.2
27 | Communications | 2.221% | 11.24 | 154100.4 | 11.24 | 154100.4
| Total Building Costs | 100% | 506.01 | 6937397.1 | 506.01 | 6937397.1 |  | based on AA - NATIONAL AVG
FILE 6 | TRANSPORTATION MAINTENANCE CENTER | project size (sq ft): |  | 19900 | adjusted size: | 19900 | ×set target size (sq ft)
Code | Division Name | % | S F Cost | Projected | S F Cost | Projected
0 | Procurement | 1.027% | 8.07 | 160593 | 8.07 | 160593
1 | General Requirements | 20.06% | 157.66 | 3137434 | 157.66 | 3137434
3 | Concrete | 7.597% | 59.72 | 1188428 | 59.72 | 1188428
4 | Masonry | 3.772% | 29.65 | 590035 | 29.65 | 590035
5 | Metals | 5.02% | 39.46 | 785254 | 39.46 | 785254
6 | Wood & Plastics | 1.011% | 7.95 | 158205 | 7.95 | 158205
7 | Thermal & Moisture | 6.211% | 48.82 | 971518 | 48.82 | 971518
8 | Openings | 3.385% | 26.61 | 529539 | 26.61 | 529539
9 | Finishes | 5.82% | 45.75 | 910425 | 45.75 | 910425
10 | Specialties | 7.01% | 55.1 | 1096490 | 55.1 | 1096490
11 | Equipment | 9.046% | 71.11 | 1415089 | 71.11 | 1415089
12 | Furnishings | 0.2646% | 2.08 | 41392 | 2.08 | 41392
13 | Special Construction | 6.741% | 52.99 | 1054501 | 52.99 | 1054501
21 | Fire Suppression | 1.158% | 9.1 | 181090 | 9.1 | 181090
22 | Plumbing | 4.014% | 31.55 | 627845 | 31.55 | 627845
23 | HVAC | 7.056% | 55.46 | 1103654 | 55.46 | 1103654
26 | Electrical | 10.31% | 81.03 | 1612497 | 81.03 | 1612497
28 | Electronic Security | 0.5012% | 3.94 | 78406 | 3.94 | 78406
| Total Building Costs | 100% | 786.05 | 15642395 | 786.05 | 15642395 |  | based on AA - NATIONAL AVG
FILE 7 | ANIMAL CARE CENTER | project size (sq ft): |  | 9150 | adjusted size: | 9150 | ×set target size (sq ft)
Code | Division Name | % | S F Cost | Projected | S F Cost | Projected
1 | General Requirements | 5.629% | 34.95 | 319792.5 | 34.95 | 319792.5
3 | Concrete | 8.649% | 53.7 | 491355 | 53.7 | 491355
4 | Masonry | 6.378% | 39.6 | 362340 | 39.6 | 362340
5 | Metals | 5.736% | 35.61 | 325831.5 | 35.61 | 325831.5
6 | Wood & Plastics | 10.16% | 63.06 | 576999 | 63.06 | 576999
7 | Thermal & Moisture | 5.637% | 35 | 320250 | 35 | 320250
8 | Openings | 4.75% | 29.49 | 269833.5 | 29.49 | 269833.5
9 | Finishes | 8.139% | 50.53 | 462349.5 | 50.53 | 462349.5
10 | Specialties | 1.897% | 11.78 | 107787 | 11.78 | 107787
11 | Equipment | 0.5203% | 3.23 | 29554.5 | 3.23 | 29554.5
12 | Furnishings | 1.05% | 6.52 | 59658 | 6.52 | 59658
13 | Special Construction | 9.804% | 60.87 | 556960.5 | 60.87 | 556960.5
21 | Fire Suppression | 2.418% | 15.01 | 137341.5 | 15.01 | 137341.5
22 | Plumbing | 7.487% | 46.48 | 425292 | 46.48 | 425292
23 | HVAC | 13.2% | 81.97 | 750025.5 | 81.97 | 750025.5
26 | Electrical | 8.545% | 53.05 | 485407.5 | 53.05 | 485407.5
| Total Building Costs | 100% | 620.85 | 5680777.5 | 620.85 | 5680777.5 |  | based on AA - NATIONAL AVG
FILE 8 | FIRE STATION | project size (sq ft): |  | 7240 | adjusted size: | 7240 | ×set target size (sq ft)
Code | Division Name | % | S F Cost | Projected | S F Cost | Projected
0 | Procurement | 0.8494% | 2 | 14480 | 2 | 14480
1 | General Requirements | 15.51% | 36.52 | 264404.8 | 36.52 | 264404.8
3 | Concrete | 7.05% | 16.6 | 120184 | 16.6 | 120184
5 | Metals | 0.8834% | 2.08 | 15059.2 | 2.08 | 15059.2
6 | Wood & Plastics | 15.2% | 35.78 | 259047.2 | 35.78 | 259047.2
7 | Thermal & Moisture | 19.43% | 45.75 | 331230 | 45.75 | 331230
8 | Openings | 5.64% | 13.28 | 96147.2 | 13.28 | 96147.2
9 | Finishes | 5.097% | 12 | 86880 | 12 | 86880
10 | Specialties | 0.1529% | 0.36 | 2606.4 | 0.36 | 2606.4
12 | Furnishings | 0.5989% | 1.41 | 10208.4 | 1.41 | 10208.4
22 | Plumbing | 5.538% | 13.04 | 94409.6 | 13.04 | 94409.6
23 | HVAC | 12.38% | 29.16 | 211118.4 | 29.16 | 211118.4
26 | Electrical | 11.67% | 27.47 | 198882.8 | 27.47 | 198882.8
| Total Building Costs | 100% | 235.45 | 1704658 | 235.45 | 1704658 |  | based on AA - NATIONAL AVG
FILE 9 | LODGE | project size (sq ft): |  | 7200 | adjusted size: | 7200 | ×set target size (sq ft)
Code | Division Name | % | S F Cost | Projected | S F Cost | Projected
0 | Procurement and Contracting Requirements | 1.407% | 6.13 | 44136 | 6.13 | 44136
1 | General Requirements | 13.64% | 59.39 | 427608 | 59.39 | 427608
3 | Concrete | 7.801% | 33.98 | 244656 | 33.98 | 244656
4 | Masonry | 11.7% | 50.95 | 366840 | 50.95 | 366840
5 | Metals | 4.952% | 21.57 | 155304 | 21.57 | 155304
6 | Wood, Plastics, and Composites | 16% | 69.71 | 501912 | 69.71 | 501912
7 | Thermal and Moisture Protection | 6.722% | 29.28 | 210816 | 29.28 | 210816
8 | Openings | 5.604% | 24.41 | 175752 | 24.41 | 175752
9 | Finishes | 8.359% | 36.41 | 262152 | 36.41 | 262152
10 | Specialties | 1.375% | 5.99 | 43128 | 5.99 | 43128
12 | Furnishings | 0.1446% | 0.63 | 4536 | 0.63 | 4536
21 | Fire Suppression | 1.155% | 5.03 | 36216 | 5.03 | 36216
22 | Plumbing | 4.493% | 19.57 | 140904 | 19.57 | 140904
23 | HVAC | 6.08% | 26.48 | 190656 | 26.48 | 190656
26 | Electrical | 10.57% | 46.03 | 331416 | 46.03 | 331416
| Total Building Costs | 100% | 435.56 | 3136032 | 435.56 | 3136032 |  | based on AA - NATIONAL AVG
FILE 10 | CONFERENCE CENTER | project size (sq ft): |  | 43500 | adjusted size: | 43500 | ×set target size (sq ft)
Code | Division Name | % | S F Cost | Projected | S F Cost | Projected
0 | Procurement and Contracting Requirements | 1.032% | 2.87 | 124845 | 2.87 | 124845
1 | General Requirements | 21.71% | 60.36 | 2625660 | 60.36 | 2625660
3 | Concrete | 2.215% | 6.16 | 267960 | 6.16 | 267960
4 | Masonry | 0.32% | 0.89 | 38715 | 0.89 | 38715
5 | Metals | 6.534% | 18.17 | 790395 | 18.17 | 790395
7 | Thermal and Moisture Protection | 3.718% | 10.34 | 449790 | 10.34 | 449790
8 | Openings | 7.756% | 21.57 | 938295 | 21.57 | 938295
9 | Finishes | 16.03% | 44.57 | 1938795 | 44.57 | 1938795
10 | Specialties | 2.859% | 7.95 | 345825 | 7.95 | 345825
12 | Furnishings | 0.8307% | 2.31 | 100485 | 2.31 | 100485
21 | Fire Suppression | 1.183% | 3.29 | 143115 | 3.29 | 143115
22 | Plumbing | 3.639% | 10.12 | 440220 | 10.12 | 440220
23 | HVAC | 10.75% | 29.89 | 1300215 | 29.89 | 1300215
26 | Electrical | 18.3% | 50.9 | 2214150 | 50.9 | 2214150
27 | Communications | 0.7012% | 1.95 | 84825 | 1.95 | 84825
28 | Electronic Safety and Security | 2.427% | 6.75 | 293625 | 6.75 | 293625
| Total Building Costs | 100% | 278.09 | 12096915 | 278.09 | 12096915 |  | based on AA - NATIONAL AVG
FILE 11 | WAREHOUSE & OFFICE SPACE | project size (sq ft): |  | 12100 | adjusted size: | 12100 | ×set target size (sq ft)
Code | Division Name | % | S F Cost | Projected | S F Cost | Projected
0 | Procurement and Contracting Requirements | 0.844% | 0.64 | 7744 | 0.64 | 7744
1 | General Requirements | 16.79% | 12.73 | 154033 | 12.73 | 154033
3 | Concrete | 1.49% | 1.13 | 13673 | 1.13 | 13673
5 | Metals | 1.358% | 1.03 | 12463 | 1.03 | 12463
6 | Wood, Plastics, and Composites | 4.932% | 3.74 | 45254 | 3.74 | 45254
7 | Thermal and Moisture Protection | 0.633% | 0.48 | 5808 | 0.48 | 5808
8 | Openings | 12.29% | 9.32 | 112772 | 9.32 | 112772
9 | Finishes | 26.4% | 20.02 | 242242 | 20.02 | 242242
10 | Specialties | 1.371% | 1.04 | 12584 | 1.04 | 12584
22 | Plumbing | 3.666% | 2.78 | 33638 | 2.78 | 33638
23 | HVAC | 12.38% | 9.39 | 113619 | 9.39 | 113619
26 | Electrical | 15.43% | 11.7 | 141570 | 11.7 | 141570
28 | Electronic Safety and Security | 2.413% | 1.83 | 22143 | 1.83 | 22143
| Total Building Costs | 100% | 75.83 | 917543 | 75.83 | 917543 |  | based on AA - NATIONAL AVG
FILE 12 | AIRPORT RESTROOM | project size (sq ft): |  | 2700 | adjusted size: | 2700 | ×set target size (sq ft)
Code | Division Name | % | S F Cost | Projected | S F Cost | Projected
0 | Procurement and Contracting Requirements | 5.116% | 33.49 | 90423 | 33.49 | 90423
1 | General Requirements | 20.28% | 132.79 | 358533 | 132.79 | 358533
3 | Concrete | 1.969% | 12.89 | 34803 | 12.89 | 34803
5 | Metals | 14.63% | 95.74 | 258498 | 95.74 | 258498
8 | Openings | 0.1986% | 1.3 | 3510 | 1.3 | 3510
9 | Finishes | 24.9% | 163.01 | 440127 | 163.01 | 440127
10 | Specialties | 7.012% | 45.9 | 123930 | 45.9 | 123930
12 | Furnishings | 1.625% | 10.64 | 28728 | 10.64 | 28728
21 | Fire Suppression | 0.3926% | 2.57 | 6939 | 2.57 | 6939
22 | Plumbing | 7.488% | 49.02 | 132354 | 49.02 | 132354
23 | HVAC | 5.761% | 37.71 | 101817 | 37.71 | 101817
26 | Electrical | 10.63% | 69.57 | 187839 | 69.57 | 187839
| Total Building Costs | 100% | 654.63 | 1767501 | 654.63 | 1767501 |  | based on AA - NATIONAL AVG
FILE 13 | RESTAURANT | project size (sq ft): |  | 2760 | adjusted size: | 2760 | ×set target size (sq ft)
Code | Division Name | % | S F Cost | Projected | S F Cost | Projected
0 | Procurement | 2.307% | 7.27 | 20065.2 | 7.27 | 20065.2
1 | General Requirements | 7.38% | 23.26 | 64197.6 | 23.26 | 64197.6
3 | Concrete | 8.49% | 26.76 | 73857.6 | 26.76 | 73857.6
4 | Masonry | 4.106% | 12.94 | 35714.4 | 12.94 | 35714.4
5 | Metals | 25.53% | 80.45 | 222042 | 80.45 | 222042
6 | Wood, Plastics | 3.306% | 10.42 | 28759.2 | 10.42 | 28759.2
7 | Thermal and Moisture | 12.03% | 37.92 | 104659.2 | 37.92 | 104659.2
8 | Openings | 3.937% | 12.41 | 34251.6 | 12.41 | 34251.6
9 | Finishes | 7.389% | 23.29 | 64280.4 | 23.29 | 64280.4
10 | Specialties | 4.575% | 14.42 | 39799.2 | 14.42 | 39799.2
11 | Equipment | 6.149% | 19.38 | 53488.8 | 19.38 | 53488.8
21 | Fire Suppression | 1.139% | 3.59 | 9908.4 | 3.59 | 9908.4
22 | Plumbing | 3.22% | 10.15 | 28014 | 10.15 | 28014
23 | HVAC | 2.459% | 7.75 | 21390 | 7.75 | 21390
26 | Electrical | 5.362% | 16.9 | 46644 | 16.9 | 46644
27 | Communications | 1.843% | 5.81 | 16035.6 | 5.81 | 16035.6
28 | Electronic Security | 0.7805% | 2.46 | 6789.6 | 2.46 | 6789.6
| Total Building Costs | 100% | 315.18 | 869896.8 | 315.18 | 869896.8 |  | based on AA - NATIONAL AVG
FILE 14 | HOTEL RENOVATION | project size (sq ft): |  | 118800 | adjusted size: | 118800 | ×set target size (sq ft)
Code | Division Name | % | S F Cost | Projected | S F Cost | Projected
0 | Procurement | 0.3902% | 0.44 | 52272 | 0.44 | 52272
1 | General Requirements | 4.373% | 4.93 | 585684 | 4.93 | 585684
3 | Concrete | 0.6031% | 0.68 | 80784 | 0.68 | 80784
4 | Masonry | 1.392% | 1.57 | 186516 | 1.57 | 186516
5 | Metals | 8.497% | 9.58 | 1138104 | 9.58 | 1138104
6 | Wood, Plastics | 1.88% | 2.12 | 251856 | 2.12 | 251856
7 | Thermal and Moisture | 9.171% | 10.34 | 1228392 | 10.34 | 1228392
8 | Openings | 6.776% | 7.64 | 907632 | 7.64 | 907632
9 | Finishes | 15.7% | 17.7 | 2102760 | 17.7 | 2102760
10 | Specialties | 1.676% | 1.89 | 224532 | 1.89 | 224532
12 | Furnishings | 23.05% | 25.99 | 3087612 | 25.99 | 3087612
14 | Conveying Systems | 0.5322% | 0.6 | 71280 | 0.6 | 71280
22 | Plumbing | 5.871% | 6.62 | 786456 | 6.62 | 786456
23 | HVAC | 8.745% | 9.86 | 1171368 | 9.86 | 1171368
25 | Integrated Automation | 0.6918% | 0.78 | 92664 | 0.78 | 92664
26 | Electrical | 7.849% | 8.85 | 1051380 | 8.85 | 1051380
27 | Communications | 1.242% | 1.4 | 166320 | 1.4 | 166320
28 | Electronic Security | 1.561% | 1.76 | 209088 | 1.76 | 209088
| Total Building Costs | 100% | 112.75 | 13394700 | 112.75 | 13394700 |  | based on AA - NATIONAL AVG
FILE 15 | RESTAURANT/BAR | project size (sq ft): |  | 2100 | adjusted size: | 2100 | ×set target size (sq ft)
Code | Division Name | % | S F Cost | Projected | S F Cost | Projected
1 | General Requirements | 8.658% | 26.04 | 54684 | 26.04 | 54684
3 | Concrete | 9.319% | 28.03 | 58863 | 28.03 | 58863
5 | Metals | 0.9409% | 2.83 | 5943 | 2.83 | 5943
6 | Wood, Plastics | 15.46% | 46.49 | 97629 | 46.49 | 97629
7 | Thermal and Moisture | 5.08% | 15.28 | 32088 | 15.28 | 32088
8 | Openings | 2.42% | 7.28 | 15288 | 7.28 | 15288
9 | Finishes | 7.817% | 23.51 | 49371 | 23.51 | 49371
11 | Equipment | 13.83% | 41.61 | 87381 | 41.61 | 87381
12 | Furnishings | 9.273% | 27.89 | 58569 | 27.89 | 58569
22 | Plumbing | 9.043% | 27.2 | 57120 | 27.2 | 57120
23 | HVAC | 8.611% | 25.9 | 54390 | 25.9 | 54390
26 | Electrical | 7.477% | 22.49 | 47229 | 22.49 | 47229
27 | Communications | 0.1463% | 0.44 | 924 | 0.44 | 924
28 | Electronic Security | 0.5353% | 1.61 | 3381 | 1.61 | 3381
44 | Pollution Control | 1.386% | 4.17 | 8757 | 4.17 | 8757
| Total Building Costs | 100% | 300.77 | 631617 | 300.77 | 631617 |  | based on AA - NATIONAL AVG
FILE 16 | HANGAR FACILITY | project size (sq ft): |  | 19750 | adjusted size: | 19750 | ×set target size (sq ft)
Code | Division Name | % | S F Cost | Projected | S F Cost | Projected
0 | Procurement | 12.94% | 34.52 | 681770 | 34.52 | 681770
1 | General Requirements | 2.432% | 6.49 | 128177.5 | 6.49 | 128177.5
3 | Concrete | 15.58% | 41.57 | 821007.5 | 41.57 | 821007.5
4 | Masonry | 4.996% | 13.33 | 263267.5 | 13.33 | 263267.5
5 | Metals | 21.21% | 56.58 | 1117455 | 56.58 | 1117455
6 | Wood & Plastics | 4.996% | 13.33 | 263267.5 | 13.33 | 263267.5
7 | Thermal & Moisture | 7.496% | 20 | 395000 | 20 | 395000
8 | Openings | 6.525% | 17.41 | 343847.5 | 17.41 | 343847.5
9 | Finishes | 7.605% | 20.29 | 400727.5 | 20.29 | 400727.5
10 | Specialties | 0.4685% | 1.25 | 24687.5 | 1.25 | 24687.5
14 | Conveying Systems | 0.2699% | 0.72 | 14220 | 0.72 | 14220
21 | Fire Suppression | 2.545% | 6.79 | 134102.5 | 6.79 | 134102.5
22 | Plumbing | 1.983% | 5.29 | 104477.5 | 5.29 | 104477.5
23 | HVAC | 4.434% | 11.83 | 233642.5 | 11.83 | 233642.5
26 | Electrical | 6.525% | 17.41 | 343847.5 | 17.41 | 343847.5
| Total Building Costs | 100% | 266.81 | 5269497.5 | 266.81 | 5269497.5 |  | based on AA - NATIONAL AVG
FILE 17 | STUDENT UNION | project size (sq ft): |  | 73500 | adjusted size: | 73500 | ×set target size (sq ft)
Code | Division Name | % | S F Cost | Projected | S F Cost | Projected
0 | Procurement | 1.012% | 7.47 | 549045 | 7.47 | 549045
1 | General Requirements | 20.75% | 153.09 | 11252115 | 153.09 | 11252115
3 | Concrete | 4.886% | 36.06 | 2650410 | 36.06 | 2650410
5 | Metals | 9.621% | 71 | 5218500 | 71 | 5218500
6 | Wood & Plastics | 2.37% | 17.49 | 1285515 | 17.49 | 1285515
7 | Thermal & Moisture | 8.457% | 62.41 | 4587135 | 62.41 | 4587135
8 | Openings | 6.728% | 49.65 | 3649275 | 49.65 | 3649275
9 | Finishes | 16.2% | 119.55 | 8786925 | 119.55 | 8786925
10 | Specialties | 1.934% | 14.27 | 1048845 | 14.27 | 1048845
11 | Equipment | 0.1301% | 0.96 | 70560 | 0.96 | 70560
12 | Furnishings | 0.9689% | 7.15 | 525525 | 7.15 | 525525
14 | Conveying Systems | 0.4147% | 3.06 | 224910 | 3.06 | 224910
21 | Fire Suppression | 1.065% | 7.86 | 577710 | 7.86 | 577710
22 | Plumbing | 2.194% | 16.19 | 1189965 | 16.19 | 1189965
23 | HVAC | 10.71% | 79 | 5806500 | 79 | 5806500
26 | Electrical | 10.9% | 80.42 | 5910870 | 80.42 | 5910870
27 | Communications | 0.7101% | 5.24 | 385140 | 5.24 | 385140
28 | Electronic Security | 0.9608% | 7.09 | 521115 | 7.09 | 521115
| Total Building Costs | 100% | 737.96 | 54240060 | 737.96 | 54240060 |  | based on AA - NATIONAL AVG
FILE 18 | ELEMENTARY SCHOOL | project size (sq ft): |  | 95000 | adjusted size: | 95000 | ×set target size (sq ft)
Code | Division Name | % | S F Cost | Projected | S F Cost | Projected
0 | Procurement | 3.262% | 14.41 | 1368950 | 14.41 | 1368950
1 | General Requirements | 25.54% | 112.84 | 10719800 | 112.84 | 10719800
3 | Concrete | 7.257% | 32.06 | 3045700 | 32.06 | 3045700
4 | Masonry | 0.1901% | 0.84 | 79800 | 0.84 | 79800
5 | Metals | 8.676% | 38.33 | 3641350 | 38.33 | 3641350
6 | Wood & Plastics | 1.811% | 8 | 760000 | 8 | 760000
7 | Thermal & Moisture | 5.285% | 23.35 | 2218250 | 23.35 | 2218250
8 | Openings | 10.12% | 44.71 | 4247450 | 44.71 | 4247450
9 | Finishes | 12.01% | 53.08 | 5042600 | 53.08 | 5042600
10 | Specialties | 1.381% | 6.1 | 579500 | 6.1 | 579500
11 | Equipment | 2.793% | 12.34 | 1172300 | 12.34 | 1172300
14 | Conveying Systems | 0.3101% | 1.37 | 130150 | 1.37 | 130150
21 | Fire Suppression | 0.6836% | 3.02 | 286900 | 3.02 | 286900
22 | Plumbing | 3.203% | 14.15 | 1344250 | 14.15 | 1344250
23 | HVAC | 6.899% | 30.48 | 2895600 | 30.48 | 2895600
26 | Electrical | 9.189% | 40.6 | 3857000 | 40.6 | 3857000
28 | Electronic Security | 1.387% | 6.13 | 582350 | 6.13 | 582350
| Total Building Costs | 100% | 441.81 | 41971950 | 441.81 | 41971950 |  | based on AA - NATIONAL AVG
FILE 19 | STUDENT HOUSING | project size (sq ft): |  | 107260 | adjusted size: | 107260 | ×set target size (sq ft)
Code | Division Name | % | S F Cost | Projected | S F Cost | Projected
0 | Procurement | 1.531% | 8.67 | 929944.2 | 8.67 | 929944.2
1 | General Requirements | 17.84% | 100.99 | 10832187.4 | 100.99 | 10832187.4
3 | Concrete | 3.649% | 20.66 | 2215991.6 | 20.66 | 2215991.6
5 | Metals | 5.413% | 30.65 | 3287519 | 30.65 | 3287519
6 | Wood & Plastics | 1.134% | 6.42 | 688609.2 | 6.42 | 688609.2
7 | Thermal & Moisture | 3.191% | 18.07 | 1938188.2 | 18.07 | 1938188.2
8 | Openings | 6.227% | 35.26 | 3781987.6 | 35.26 | 3781987.6
9 | Finishes | 32.98% | 186.75 | 20030805 | 186.75 | 20030805
10 | Specialties | 1.173% | 6.64 | 712206.4 | 6.64 | 712206.4
11 | Equipment | 0.1077% | 0.61 | 65428.6 | 0.61 | 65428.6
14 | Conveying Systems | 1.114% | 6.31 | 676810.6 | 6.31 | 676810.6
21 | Fire Suppression | 1.408% | 7.97 | 854862.2 | 7.97 | 854862.2
22 | Plumbing | 3.746% | 21.21 | 2274984.6 | 21.21 | 2274984.6
23 | HVAC | 9.97% | 56.45 | 6054827 | 56.45 | 6054827
26 | Electrical | 10.52% | 59.54 | 6386260.4 | 59.54 | 6386260.4
| Total Building Costs | 100% | 566.2 | 60730612 | 566.2 | 60730612 |  | based on AA - NATIONAL AVG
FILE 20 | DINING COMMONS | project size (sq ft): |  | 48360 | adjusted size: | 48360 | ×set target size (sq ft)
Code | Division Name | % | S F Cost | Projected | S F Cost | Projected
0 | Procurement | 1.559% | 13.62 | 658663.2 | 13.62 | 658663.2
1 | General Requirements | 17.13% | 149.7 | 7239492 | 149.7 | 7239492
3 | Concrete | 3.279% | 28.65 | 1385514 | 28.65 | 1385514
5 | Metals | 7.647% | 66.82 | 3231415.2 | 66.82 | 3231415.2
6 | Wood & Plastics | 1.962% | 17.14 | 828890.4 | 17.14 | 828890.4
7 | Thermal & Moisture | 4.424% | 38.66 | 1869597.6 | 38.66 | 1869597.6
8 | Openings | 6.402% | 55.94 | 2705258.4 | 55.94 | 2705258.4
9 | Finishes | 13.66% | 119.32 | 5770315.2 | 119.32 | 5770315.2
10 | Specialties | 0.4898% | 4.28 | 206980.8 | 4.28 | 206980.8
11 | Equipment | 15.54% | 135.8 | 6567288 | 135.8 | 6567288
14 | Conveying Systems | 0.3044% | 2.66 | 128637.6 | 2.66 | 128637.6
21 | Fire Suppression | 0.7576% | 6.62 | 320143.2 | 6.62 | 320143.2
22 | Plumbing | 4.815% | 42.07 | 2034505.2 | 42.07 | 2034505.2
23 | HVAC | 9.433% | 82.42 | 3985831.2 | 82.42 | 3985831.2
26 | Electrical | 12.6% | 110.08 | 5323468.8 | 110.08 | 5323468.8
| Total Building Costs | 100% | 873.78 | 42256000.8 | 873.78 | 42256000.8 |  | based on AA - NATIONAL AVG
FILE 21 | HIGH SCHOOL ADDITION | project size (sq ft): |  | 31010 | adjusted size: | 31010 | ×set target size (sq ft)
Code | Division Name | % | S F Cost | Projected | S F Cost | Projected
0 | Procurement | 3.934% | 15.05 | 466700.5 | 15.05 | 466700.5
1 | General Requirements | 17.25% | 66 | 2046660 | 66 | 2046660
3 | Concrete | 8.943% | 34.21 | 1060852.1 | 34.21 | 1060852.1
5 | Metals | 8.213% | 31.42 | 974334.2 | 31.42 | 974334.2
7 | Thermal & Moisture | 2.807% | 10.74 | 333047.4 | 10.74 | 333047.4
8 | Openings | 5.921% | 22.65 | 702376.5 | 22.65 | 702376.5
9 | Finishes | 10.85% | 41.51 | 1287225.1 | 41.51 | 1287225.1
10 | Specialties | 0.4914% | 1.88 | 58298.8 | 1.88 | 58298.8
11 | Equipment | 0.1568% | 0.6 | 18606 | 0.6 | 18606
12 | Furnishings | 1.25% | 4.78 | 148227.8 | 4.78 | 148227.8
21 | Fire Suppression | 0.7973% | 3.05 | 94580.5 | 3.05 | 94580.5
22 | Plumbing | 4.812% | 18.41 | 570894.1 | 18.41 | 570894.1
23 | HVAC | 17% | 65.05 | 2017200.5 | 65.05 | 2017200.5
26 | Electrical | 17.57% | 67.2 | 2083872 | 67.2 | 2083872
| Total Building Costs | 100% | 382.55 | 11862875.5 | 382.55 | 11862875.5 |  | based on AA - NATIONAL AVG
FILE 22 | COLLEGE LEARNING CENTER | project size (sq ft): |  | 72930 | adjusted size: | 72930 | ×set target size (sq ft)
Code | Division Name | % | S F Cost | Projected | S F Cost | Projected
0 | Procurement | 1.102% | 8.53 | 622092.9 | 8.53 | 622092.9
1 | General Requirements | 25.22% | 195.16 | 14233018.8 | 195.16 | 14233018.8
3 | Concrete | 6.153% | 47.62 | 3472926.6 | 47.62 | 3472926.6
5 | Metals | 13.43% | 103.96 | 7581802.8 | 103.96 | 7581802.8
6 | Wood & Plastics | 1.512% | 11.7 | 853281 | 11.7 | 853281
7 | Thermal & Moisture | 8.666% | 67.06 | 4890685.8 | 67.06 | 4890685.8
8 | Openings | 8.932% | 69.12 | 5040921.6 | 69.12 | 5040921.6
9 | Finishes | 13.74% | 106.36 | 7756834.8 | 106.36 | 7756834.8
10 | Specialties | 1.356% | 10.49 | 765035.7 | 10.49 | 765035.7
12 | Furnishings | 0.1796% | 1.39 | 101372.7 | 1.39 | 101372.7
14 | Conveying Systems | 1.069% | 8.27 | 603131.1 | 8.27 | 603131.1
21 | Fire Suppression | 0.973% | 7.53 | 549162.9 | 7.53 | 549162.9
22 | Plumbing | 1.716% | 13.28 | 968510.4 | 13.28 | 968510.4
23 | HVAC | 5.361% | 41.49 | 3025865.7 | 41.49 | 3025865.7
26 | Electrical | 10.58% | 81.91 | 5973696.3 | 81.91 | 5973696.3
| Total Building Costs | 100% | 773.87 | 56438339.1 | 773.87 | 56438339.1 |  | based on AA - NATIONAL AVG
FILE 23 | HIGH SCHOOL GYM | project size (sq ft): |  | 50190 | adjusted size: | 50190 | ×set target size (sq ft)
Code | Division Name | % | S F Cost | Projected | S F Cost | Projected
0 | Procurement | 4.618% | 21.77 | 1092636.3 | 21.77 | 1092636.3
1 | General Requirements | 9.43% | 44.46 | 2231447.4 | 44.46 | 2231447.4
3 | Concrete | 9.204% | 43.39 | 2177744.1 | 43.39 | 2177744.1
4 | Masonry | 6.877% | 32.42 | 1627159.8 | 32.42 | 1627159.8
5 | Metals | 7.358% | 34.69 | 1741091.1 | 34.69 | 1741091.1
6 | Wood & Plastics | 1.548% | 7.3 | 366387 | 7.3 | 366387
7 | Thermal & Moisture | 4.713% | 22.22 | 1115221.8 | 22.22 | 1115221.8
8 | Openings | 4.425% | 20.86 | 1046963.4 | 20.86 | 1046963.4
9 | Finishes | 8.378% | 39.5 | 1982505 | 39.5 | 1982505
10 | Specialties | 1.597% | 7.53 | 377930.7 | 7.53 | 377930.7
11 | Equipment | 0.8315% | 3.92 | 196744.8 | 3.92 | 196744.8
12 | Furnishings | 1.491% | 7.03 | 352835.7 | 7.03 | 352835.7
13 | Special Construction | 15.57% | 73.41 | 3684447.9 | 73.41 | 3684447.9
14 | Conveying Systems | 0.7912% | 3.73 | 187208.7 | 3.73 | 187208.7
21 | Fire Suppression | 1.124% | 5.3 | 266007 | 5.3 | 266007
22 | Plumbing | 5.11% | 24.09 | 1209077.1 | 24.09 | 1209077.1
23 | HVAC | 9.072% | 42.77 | 2146626.3 | 42.77 | 2146626.3
26 | Electrical | 7.046% | 33.22 | 1667311.8 | 33.22 | 1667311.8
27 | Communications | 0.4433% | 2.09 | 104897.1 | 2.09 | 104897.1
28 | Electronic Security | 0.3712% | 1.75 | 87832.5 | 1.75 | 87832.5
| Total Building Costs | 100% | 471.45 | 23662075.5 | 471.45 | 23662075.5 |  | based on AA - NATIONAL AVG
FILE 24 | COLLEGE RESOURCE CENTER | project size (sq ft): |  | 100860 | adjusted size: | 100860 | ×set target size (sq ft)
Code | Division Name | % | S F Cost | Projected | S F Cost | Projected
0 | Procurement | 8.45% | 81.07 | 8176720.2 | 81.07 | 8176720.2
1 | General Requirements | 6.219% | 59.67 | 6018316.2 | 59.67 | 6018316.2
3 | Concrete | 10.25% | 98.39 | 9923615.4 | 98.39 | 9923615.4
4 | Masonry | 6.545% | 62.8 | 6334008 | 62.8 | 6334008
5 | Metals | 8.877% | 85.17 | 8590246.2 | 85.17 | 8590246.2
6 | Wood & Plastics | 4.854% | 46.57 | 4697050.2 | 46.57 | 4697050.2
7 | Thermal & Moisture | 4.591% | 44.05 | 4442883 | 44.05 | 4442883
8 | Openings | 5.169% | 49.59 | 5001647.4 | 49.59 | 5001647.4
9 | Finishes | 10% | 95.94 | 9676508.4 | 95.94 | 9676508.4
10 | Specialties | 0.8693% | 8.34 | 841172.4 | 8.34 | 841172.4
11 | Equipment | 1.595% | 15.3 | 1543158 | 15.3 | 1543158
12 | Furnishings | 3.451% | 33.11 | 3339474.6 | 33.11 | 3339474.6
14 | Conveying Systems | 2.46% | 23.6 | 2380296 | 23.6 | 2380296
21 | Fire Suppression | 1.478% | 14.18 | 1430194.8 | 14.18 | 1430194.8
22 | Plumbing | 2.351% | 22.56 | 2275401.6 | 22.56 | 2275401.6
23 | HVAC | 11.63% | 111.6 | 11255976 | 111.6 | 11255976
26 | Electrical | 8.996% | 86.31 | 8705226.6 | 86.31 | 8705226.6
27 | Communications | 1.36% | 13.05 | 1316223 | 13.05 | 1316223
28 | Electronic Security | 0.8484% | 8.14 | 821000.4 | 8.14 | 821000.4
| Total Building Costs | 100% | 959.44 | 96769118.4 | 959.44 | 96769118.4 |  | based on AA - NATIONAL AVG
FILE 25 | HOSTEL | project size (sq ft): |  | 3730 | adjusted size: | 3730 | ×set target size (sq ft)
Code | Division Name | % | S F Cost | Projected | S F Cost | Projected
1 | General Requirements | 21.47% | 113.03 | 421601.9 | 113.03 | 421601.9
3 | Concrete | 7.047% | 37.09 | 138345.7 | 37.09 | 138345.7
5 | Metals | 2.477% | 13.04 | 48639.2 | 13.04 | 48639.2
6 | Wood, Plastics, and Composites | 14.24% | 74.94 | 279526.2 | 74.94 | 279526.2
7 | Thermal and Moisture Protection | 3.036% | 15.98 | 59605.4 | 15.98 | 59605.4
8 | Openings | 6.997% | 36.83 | 137375.9 | 36.83 | 137375.9
9 | Finishes | 6.435% | 33.87 | 126335.1 | 33.87 | 126335.1
10 | Specialties | 1.989% | 10.47 | 39053.1 | 10.47 | 39053.1
11 | Equipment | 0.5016% | 2.64 | 9847.2 | 2.64 | 9847.2
12 | Furnishings | 0.1862% | 0.98 | 3655.4 | 0.98 | 3655.4
21 | Fire Suppression | 4.461% | 23.48 | 87580.4 | 23.48 | 87580.4
22 | Plumbing | 8.724% | 45.92 | 171281.6 | 45.92 | 171281.6
23 | HVAC | 9.38% | 49.37 | 184150.1 | 49.37 | 184150.1
26 | Electrical | 11.29% | 59.4 | 221562 | 59.4 | 221562
28 | Electronic Safety and Security | 1.771% | 9.32 | 34763.6 | 9.32 | 34763.6
| Total Building Costs | 100% | 526.36 | 1963322.8 | 526.36 | 1963322.8 |  | based on AA - NATIONAL AVG
FILE 26 | LODGE | project size (sq ft): |  | 14820 | adjusted size: | 14820 | ×set target size (sq ft)
Code | Division Name | % | S F Cost | Projected | S F Cost | Projected
1 | General Requirements | 21.94% | 46.12 | 683498.4 | 46.12 | 683498.4
3 | Concrete | 3.587% | 7.54 | 111742.8 | 7.54 | 111742.8
4 | Masonry | 3.549% | 7.46 | 110557.2 | 7.46 | 110557.2
5 | Metals | 0.8991% | 1.89 | 28009.8 | 1.89 | 28009.8
6 | Wood, Plastics, and Composites | 9.429% | 19.82 | 293732.4 | 19.82 | 293732.4
7 | Thermal and Moisture Protection | 4.11% | 8.64 | 128044.8 | 8.64 | 128044.8
8 | Openings | 6.67% | 14.02 | 207776.4 | 14.02 | 207776.4
9 | Finishes | 10.97% | 23.05 | 341601 | 23.05 | 341601
10 | Specialties | 0.7659% | 1.61 | 23860.2 | 1.61 | 23860.2
14 | Conveying Systems | 2.693% | 5.66 | 83881.2 | 5.66 | 83881.2
21 | Fire Suppression | 4.362% | 9.17 | 135899.4 | 9.17 | 135899.4
22 | Plumbing | 11.48% | 24.13 | 357606.6 | 24.13 | 357606.6
23 | HVAC | 6.746% | 14.18 | 210147.6 | 14.18 | 210147.6
26 | Electrical | 12.81% | 26.92 | 398954.4 | 26.92 | 398954.4
| Total Building Costs | 100% | 210.21 | 3115312.2 | 210.21 | 3115312.2 |  | based on AA - NATIONAL AVG
FILE 27 | TREETOP VILLAS | project size (sq ft): |  | 3030 | adjusted size: | 3030 | ×set target size (sq ft)
Code | Division Name | % | S F Cost | Projected | S F Cost | Projected
0 | Procurement and Contracting Requirements | 2.56% | 14.9 | 45147 | 14.9 | 45147
1 | General Requirements | 15.73% | 91.54 | 277366.2 | 91.54 | 277366.2
5 | Metals | 15.93% | 92.75 | 281032.5 | 92.75 | 281032.5
6 | Wood, Plastics, and Composites | 11.79% | 68.61 | 207888.3 | 68.61 | 207888.3
7 | Thermal and Moisture Protection | 16.01% | 93.18 | 282335.4 | 93.18 | 282335.4
8 | Openings | 5.563% | 32.38 | 98111.4 | 32.38 | 98111.4
9 | Finishes | 10.04% | 58.45 | 177103.5 | 58.45 | 177103.5
10 | Specialties | 2.787% | 16.22 | 49146.6 | 16.22 | 49146.6
12 | Furnishings | 3.513% | 20.45 | 61963.5 | 20.45 | 61963.5
22 | Plumbing | 5.431% | 31.61 | 95778.3 | 31.61 | 95778.3
23 | HVAC | 5.779% | 33.64 | 101929.2 | 33.64 | 101929.2
26 | Electrical | 4.869% | 28.34 | 85870.2 | 28.34 | 85870.2
| Total Building Costs | 100% | 582.07 | 1763672.1 | 582.07 | 1763672.1 |  | based on AA - NATIONAL AVG
FILE 28 | HOTEL | project size (sq ft): |  | 71000 | adjusted size: | 71000 | ×set target size (sq ft)
Code | Division Name | % | S F Cost | Projected | S F Cost | Projected
0 | Bidding Requirements | 10.22% | 26.56 | 1885760 | 26.56 | 1885760
3 | Concrete | 23.58% | 61.27 | 4350170 | 61.27 | 4350170
4 | Masonry | 0.3117% | 0.81 | 57510 | 0.81 | 57510
5 | Metals | 1.574% | 4.09 | 290390 | 4.09 | 290390
6 | Wood & Plastics | 5.815% | 15.11 | 1072810 | 15.11 | 1072810
7 | Thermal & Moisture Protection | 3.375% | 8.77 | 622670 | 8.77 | 622670
8 | Doors & Windows | 5.449% | 14.16 | 1005360 | 14.16 | 1005360
9 | Finishes | 19.41% | 50.45 | 3581950 | 50.45 | 3581950
10 | Specialties | 0.5849% | 1.52 | 107920 | 1.52 | 107920
13 | Special Construction | 0.8966% | 2.33 | 165430 | 2.33 | 165430
14 | Conveying Systems | 2.236% | 5.81 | 412510 | 5.81 | 412510
15 | Mechanical | 15.47% | 40.19 | 2853490 | 40.19 | 2853490
16 | Electrical | 11.08% | 28.79 | 2044090 | 28.79 | 2044090
| Total Building Costs | 100% | 259.86 | 18450060 | 259.86 | 18450060 |  | based on AA - NATIONAL AVG
FILE 29 | MOTEL | project size (sq ft): |  | 21980 | adjusted size: | 21980 | ×set target size (sq ft)
Code | Division Name | % | S F Cost | Projected | S F Cost | Projected
1 | General Requirements | 3.785% | 5.61 | 123307.8 | 5.61 | 123307.8
3 | Concrete | 5.485% | 8.13 | 178697.4 | 8.13 | 178697.4
4 | Masonry | 2.173% | 3.22 | 70775.6 | 3.22 | 70775.6
5 | Metals | 1.005% | 1.49 | 32750.2 | 1.49 | 32750.2
6 | Wood, Plastics, and Composites | 19.59% | 29.04 | 638299.2 | 29.04 | 638299.2
7 | Thermal and Moisture Protection | 8.636% | 12.8 | 281344 | 12.8 | 281344
8 | Openings | 7.564% | 11.21 | 246395.8 | 11.21 | 246395.8
9 | Finishes | 17.87% | 26.49 | 582250.2 | 26.49 | 582250.2
10 | Specialties | 0.5128% | 0.76 | 16704.8 | 0.76 | 16704.8
11 | Equipment | 1.889% | 2.8 | 61544 | 2.8 | 61544
22 | Plumbing | 12.84% | 19.03 | 418279.4 | 19.03 | 418279.4
23 | HVAC | 8.016% | 11.88 | 261122.4 | 11.88 | 261122.4
26 | Electrical | 8.677% | 12.86 | 282662.8 | 12.86 | 282662.8
28 | Electronic Safety and Security | 1.95% | 2.89 | 63522.2 | 2.89 | 63522.2
| Total Building Costs | 100% | 148.21 | 3257655.8 | 148.21 | 3257655.8 |  | based on AA - NATIONAL AVG
FILE 30 | HOTEL | project size (sq ft): |  | 191610 | adjusted size: | 191610 | ×set target size (sq ft)
Code | Division Name | % | S F Cost | Projected | S F Cost | Projected
0 | Procurement and Contracting Requirements | 9.669% | 20.95 | 4014229.5 | 20.95 | 4014229.5
3 | Concrete | 1.994% | 4.32 | 827755.2 | 4.32 | 827755.2
4 | Masonry | 0.54% | 1.17 | 224183.7 | 1.17 | 224183.7
5 | Metals | 7.763% | 16.82 | 3222880.2 | 16.82 | 3222880.2
6 | Wood, Plastics, and Composites | 1.602% | 3.47 | 664886.7 | 3.47 | 664886.7
7 | Thermal and Moisture Protection | 3.337% | 7.23 | 1385340.3 | 7.23 | 1385340.3
8 | Openings | 10.64% | 23.05 | 4416610.5 | 23.05 | 4416610.5
9 | Finishes | 15.24% | 33.02 | 6326962.2 | 33.02 | 6326962.2
10 | Specialties | 0.4846% | 1.05 | 201190.5 | 1.05 | 201190.5
11 | Equipment | 0.3323% | 0.72 | 137959.2 | 0.72 | 137959.2
12 | Furnishings | 1.477% | 3.2 | 613152 | 3.2 | 613152
14 | Conveying Systems | 3.028% | 6.56 | 1256961.6 | 6.56 | 1256961.6
21 | Fire Suppression | 2.506% | 5.43 | 1040442.3 | 5.43 | 1040442.3
22 | Plumbing | 12.99% | 28.15 | 5393821.5 | 28.15 | 5393821.5
23 | HVAC | 13.9% | 30.11 | 5769377.1 | 30.11 | 5769377.1
26 | Electrical | 14.5% | 31.42 | 6020386.2 | 31.42 | 6020386.2
| Total Building Costs | 100% | 216.67 | 41516138.7 | 216.67 | 41516138.7 |  | based on AA - NATIONAL AVG
FILE 31 | HOTEL | project size (sq ft): |  | 74610 | adjusted size: | 74610 | ×set target size (sq ft)
Code | Division Name | % | S F Cost | Projected | S F Cost | Projected
1 | General Requirements | 1.181% | 2.92 | 217861.2 | 2.92 | 217861.2
3 | Concrete | 3.859% | 9.54 | 711779.4 | 9.54 | 711779.4
4 | Masonry | 2.654% | 6.56 | 489441.6 | 6.56 | 489441.6
5 | Metals | 1.869% | 4.62 | 344698.2 | 4.62 | 344698.2
6 | Wood & Plastics | 11.93% | 29.5 | 2200995 | 29.5 | 2200995
7 | Thermal & Moisture Protection | 6.452% | 15.95 | 1190029.5 | 15.95 | 1190029.5
8 | Doors & Windows | 5.295% | 13.09 | 976644.9 | 13.09 | 976644.9
9 | Finishes | 32.58% | 80.54 | 6009089.4 | 80.54 | 6009089.4
10 | Specialties | 0.9344% | 2.31 | 172349.1 | 2.31 | 172349.1
11 | Equipment | 0.3115% | 0.77 | 57449.7 | 0.77 | 57449.7
12 | Furnishings | 4.361% | 10.78 | 804295.8 | 10.78 | 804295.8
14 | Conveying Systems | 0.8576% | 2.12 | 158173.2 | 2.12 | 158173.2
15 | Mechanical | 17.44% | 43.11 | 3216437.1 | 43.11 | 3216437.1
16 | Electrical | 10.27% | 25.4 | 1895094 | 25.4 | 1895094
| Total Building Costs | 100% | 247.21 | 18444338.1 | 247.21 | 18444338.1 |  | based on AA - NATIONAL AVG
FILE 32 | INN & SUITE HOTEL | project size (sq ft): |  | 162000 | adjusted size: | 162000 | ×set target size (sq ft)
Code | Division Name | % | S F Cost | Projected | S F Cost | Projected
0 | Bidding Requirements | 9.246% | 21.67 | 3510540 | 21.67 | 3510540
3 | Concrete | 25.06% | 58.74 | 9515880 | 58.74 | 9515880
4 | Masonry | 4.054% | 9.5 | 1539000 | 9.5 | 1539000
5 | Metals | 1.395% | 3.27 | 529740 | 3.27 | 529740
6 | Wood & Plastics | 5.538% | 12.98 | 2102760 | 12.98 | 2102760
7 | Thermal & Moisture Protection | 1.169% | 2.74 | 443880 | 2.74 | 443880
8 | Doors & Windows | 6.729% | 15.77 | 2554740 | 15.77 | 2554740
9 | Finishes | 11.81% | 27.67 | 4482540 | 27.67 | 4482540
10 | Specialties | 0.192% | 0.45 | 72900 | 0.45 | 72900
11 | Equipment | 0.064% | 0.15 | 24300 | 0.15 | 24300
12 | Furnishings | 0.05974% | 0.14 | 22680 | 0.14 | 22680
13 | Special Construction | 0.559% | 1.31 | 212220 | 1.31 | 212220
14 | Conveying Systems | 3.243% | 7.6 | 1231200 | 7.6 | 1231200
15 | Mechanical | 21.92% | 51.36 | 8320320 | 51.36 | 8320320
16 | Electrical | 8.965% | 21.01 | 3403620 | 21.01 | 3403620
| Total Building Costs | 100% | 234.36 | 37966320 | 234.36 | 37966320 |  | based on AA - NATIONAL AVG
FILE 33 | TIRE DISTRIBUTION CENTER | project size (sq ft): |  | 303790 | adjusted size: | 303790 | ×set target size (sq ft)
Code | Division Name | % | S F Cost | Projected | S F Cost | Projected
0 | Procurement and Contracting Requirements | 4.282% | 2.26 | 686565.4 | 2.26 | 686565.4
1 | General Requirements | 3.524% | 1.86 | 565049.4 | 1.86 | 565049.4
3 | Concrete | 29.58% | 15.61 | 4742161.9 | 15.61 | 4742161.9
5 | Metals | 23.68% | 12.5 | 3797375 | 12.5 | 3797375
6 | Wood, Plastics, and Composites | 0.4926% | 0.26 | 78985.4 | 0.26 | 78985.4
7 | Thermal and Moisture Protection | 12.52% | 6.61 | 2008051.9 | 6.61 | 2008051.9
8 | Openings | 1.175% | 0.62 | 188349.8 | 0.62 | 188349.8
9 | Finishes | 3.638% | 1.92 | 583276.8 | 1.92 | 583276.8
11 | Equipment | 0.5684% | 0.3 | 91137 | 0.3 | 91137
21 | Fire Suppression | 9.89% | 5.22 | 1585783.8 | 5.22 | 1585783.8
22 | Plumbing | 0.5684% | 0.3 | 91137 | 0.3 | 91137
23 | HVAC | 3.581% | 1.89 | 574163.1 | 1.89 | 574163.1
26 | Electrical | 6.499% | 3.43 | 1041999.7 | 3.43 | 1041999.7
| Total Building Costs | 100% | 52.78 | 16034036.2 | 52.78 | 16034036.2 |  | based on AA - NATIONAL AVG
FILE 34 | MAINTENANCE / STORAGE BUILDING | project size (sq ft): |  | 7200 | adjusted size: | 7200 | ×set target size (sq ft)
Code | Division Name | % | S F Cost | Projected | S F Cost | Projected
0 | Procurement and Contracting Requirements | 0.801% | 0.69 | 4968 | 0.69 | 4968
1 | General Requirements | 21.36% | 18.4 | 132480 | 18.4 | 132480
3 | Concrete | 14.72% | 12.68 | 91296 | 12.68 | 91296
4 | Masonry | 2.032% | 1.75 | 12600 | 1.75 | 12600
6 | Wood, Plastics, and Composites | 4.922% | 4.24 | 30528 | 4.24 | 30528
7 | Thermal and Moisture Protection | 1.915% | 1.65 | 11880 | 1.65 | 11880
8 | Openings | 6.559% | 5.65 | 40680 | 5.65 | 40680
9 | Finishes | 2.995% | 2.58 | 18576 | 2.58 | 18576
10 | Specialties | 1.428% | 1.23 | 8856 | 1.23 | 8856
13 | Special Construction | 30.29% | 26.09 | 187848 | 26.09 | 187848
23 | HVAC | 2.891% | 2.49 | 17928 | 2.49 | 17928
26 | Electrical | 10.09% | 8.69 | 62568 | 8.69 | 62568
| Total Building Costs | 100% | 86.14 | 620208 | 86.14 | 620208 |  | based on AA - NATIONAL AVG
FILE 35 | INNOVATION CENTER | project size (sq ft): |  | 30080 | adjusted size: | 30080 | ×set target size (sq ft)
Code | Division Name | % | S F Cost | Projected | S F Cost | Projected
0 | Procurement and Contracting Requirements | 0.4179% | 2.67 | 80313.6 | 2.67 | 80313.6
1 | General Requirements | 4.637% | 29.63 | 891270.4 | 29.63 | 891270.4
3 | Concrete | 4.684% | 29.93 | 900294.4 | 29.93 | 900294.4
4 | Masonry | 0.1471% | 0.94 | 28275.2 | 0.94 | 28275.2
5 | Metals | 2.714% | 17.34 | 521587.2 | 17.34 | 521587.2
7 | Thermal and Moisture Protection | 1.892% | 12.09 | 363667.2 | 12.09 | 363667.2
8 | Openings | 1.656% | 10.58 | 318246.4 | 10.58 | 318246.4
9 | Finishes | 4.858% | 31.04 | 933683.2 | 31.04 | 933683.2
11 | Equipment | 37.6% | 240.28 | 7227622.4 | 240.28 | 7227622.4
12 | Furnishings | 1.335% | 8.53 | 256582.4 | 8.53 | 256582.4
13 | Special Construction | 5.791% | 37 | 1112960 | 37 | 1112960
21 | Fire Suppression | 1.881% | 12.02 | 361561.6 | 12.02 | 361561.6
22 | Plumbing | 2.95% | 18.85 | 567008 | 18.85 | 567008
23 | HVAC | 20.11% | 128.48 | 3864678.4 | 128.48 | 3864678.4
26 | Electrical | 8.492% | 54.26 | 1632140.8 | 54.26 | 1632140.8
27 | Communications | 0.8326% | 5.32 | 160025.6 | 5.32 | 160025.6
| Total Building Costs | 100% | 638.96 | 19219916.8 | 638.96 | 19219916.8 |  | based on AA - NATIONAL AVG
FILE 36 | VEHICLE MAINTENANCE FACILITY | project size (sq ft): |  | 8040 | adjusted size: | 8040 | ×set target size (sq ft)
Code | Division Name | % | S F Cost | Projected | S F Cost | Projected
3 | Concrete | 6.865% | 14.4 | 115776 | 14.4 | 115776
4 | Masonry | 0.839% | 1.76 | 14150.4 | 1.76 | 14150.4
5 | Metals | 10.34% | 21.68 | 174307.2 | 21.68 | 174307.2
7 | Thermal and Moisture Protection | 1.025% | 2.15 | 17286 | 2.15 | 17286
8 | Openings | 16.27% | 34.13 | 274405.2 | 34.13 | 274405.2
9 | Finishes | 5.015% | 10.52 | 84580.8 | 10.52 | 84580.8
13 | Special Construction | 24.15% | 50.66 | 407306.4 | 50.66 | 407306.4
21 | Fire Suppression | 3.661% | 7.68 | 61747.2 | 7.68 | 61747.2
23 | HVAC | 10.68% | 22.41 | 180176.4 | 22.41 | 180176.4
26 | Electrical | 20.06% | 42.08 | 338323.2 | 42.08 | 338323.2
28 | Electronic Safety and Security | 1.096% | 2.3 | 18492 | 2.3 | 18492
| Total Building Costs | 100% | 209.77 | 1686550.8 | 209.77 | 1686550.8 |  | based on AA - NATIONAL AVG
FILE 37 | MANUFACTURING FACILITY | project size (sq ft): |  | 112270 | adjusted size: | 112270 | ×set target size (sq ft)
Code | Division Name | % | S F Cost | Projected | S F Cost | Projected
0 | Procurement | 0.8685% | 0.84 | 94306.8 | 0.84 | 94306.8
1 | General Requirements | 4.529% | 4.38 | 491742.6 | 4.38 | 491742.6
3 | Concrete | 15.67% | 15.16 | 1702013.2 | 15.16 | 1702013.2
4 | Masonry | 0.6617% | 0.64 | 71852.8 | 0.64 | 71852.8
5 | Metals | 23.36% | 22.59 | 2536179.3 | 22.59 | 2536179.3
6 | Wood & Plastics | 0.4342% | 0.42 | 47153.4 | 0.42 | 47153.4
7 | Thermal & Moisture | 9.057% | 8.76 | 983485.2 | 8.76 | 983485.2
8 | Openings | 3.019% | 2.92 | 327828.4 | 2.92 | 327828.4
9 | Finishes | 10.46% | 10.12 | 1136172.4 | 10.12 | 1136172.4
10 | Specialties | 0.3722% | 0.36 | 40417.2 | 0.36 | 40417.2
11 | Equipment | 0.7961% | 0.77 | 86447.9 | 0.77 | 86447.9
12 | Furnishings | 0.1654% | 0.16 | 17963.2 | 0.16 | 17963.2
14 | Conveying Systems | 1.044% | 1.01 | 113392.7 | 1.01 | 113392.7
21 | Fire Suppression | 2.678% | 2.59 | 290779.3 | 2.59 | 290779.3
22 | Plumbing | 3.722% | 3.6 | 404172 | 3.6 | 404172
23 | HVAC | 7.113% | 6.88 | 772417.6 | 6.88 | 772417.6
26 | Electrical | 16.05% | 15.52 | 1742430.4 | 15.52 | 1742430.4
| Total Building Costs | 100% | 96.72 | 10858754.4 | 96.72 | 10858754.4 |  | based on AA - NATIONAL AVG
FILE 38 | MANUFACTURING FACILITY | project size (sq ft): |  | 8460 | adjusted size: | 8460 | ×set target size (sq ft)
Code | Division Name | % | S F Cost | Projected | S F Cost | Projected
1 | General Requirements | 2.108% | 1.05 | 8883 | 1.05 | 8883
3 | Concrete | 7.929% | 3.95 | 33417 | 3.95 | 33417
5 | Metals | 4.456% | 2.22 | 18781.2 | 2.22 | 18781.2
7 | Thermal & Moisture | 45.2% | 22.52 | 190519.2 | 22.52 | 190519.2
8 | Openings | 14.05% | 7 | 59220 | 7 | 59220
9 | Finishes | 0.7427% | 0.37 | 3130.2 | 0.37 | 3130.2
11 | Equipment | 6.523% | 3.25 | 27495 | 3.25 | 27495
22 | Plumbing | 3.934% | 1.96 | 16581.6 | 1.96 | 16581.6
23 | HVAC | 8.31% | 4.14 | 35024.4 | 4.14 | 35024.4
26 | Electrical | 5.259% | 2.62 | 22165.2 | 2.62 | 22165.2
28 | Electronic Security | 1.485% | 0.74 | 6260.4 | 0.74 | 6260.4
| Total Building Costs | 100% | 49.82 | 421477.2 | 49.82 | 421477.2 |  | based on AA - NATIONAL AVG
FILE 39 | ADMINISTRATIVE BUILDING | project size (sq ft): |  | 42140 | adjusted size: | 42140 | ×set target size (sq ft)
Code | Division Name | % | S F Cost | Projected | S F Cost | Projected
0 | Procurement | 1.495% | 6.19 | 260846.6 | 6.19 | 260846.6
1 | General Requirements | 27.45% | 113.68 | 4790475.2 | 113.68 | 4790475.2
3 | Concrete | 31.73% | 131.41 | 5537617.4 | 131.41 | 5537617.4
4 | Masonry | 0.3357% | 1.39 | 58574.6 | 1.39 | 58574.6
5 | Metals | 6.334% | 26.23 | 1105332.2 | 26.23 | 1105332.2
6 | Wood & Plastics | 0.7631% | 3.16 | 133162.4 | 3.16 | 133162.4
7 | Thermal & Moisture | 3.779% | 15.65 | 659491 | 15.65 | 659491
8 | Openings | 2.811% | 11.64 | 490509.6 | 11.64 | 490509.6
9 | Finishes | 6.795% | 28.14 | 1185819.6 | 28.14 | 1185819.6
10 | Specialties | 1.432% | 5.93 | 249890.2 | 5.93 | 249890.2
11 | Equipment | 0.1859% | 0.77 | 32447.8 | 0.77 | 32447.8
12 | Furnishings | 0.1715% | 0.71 | 29919.4 | 0.71 | 29919.4
13 | Special Construction | 0.3671% | 1.52 | 64052.8 | 1.52 | 64052.8
21 | Fire Suppression | 1.041% | 4.31 | 181623.4 | 4.31 | 181623.4
22 | Plumbing | 1.852% | 7.67 | 323213.8 | 7.67 | 323213.8
23 | HVAC | 5.342% | 22.12 | 932136.8 | 22.12 | 932136.8
26 | Electrical | 7.619% | 31.55 | 1329517 | 31.55 | 1329517
28 | Electronic Security | 0.4926% | 2.04 | 85965.6 | 2.04 | 85965.6
| Total Building Costs | 100% | 414.1 | 17450595.4 | 414.1 | 17450595.4 |  | based on AA - NATIONAL AVG
FILE 40 | FLEET MAINTENANCE BUILDING | project size (sq ft): |  | 12200 | adjusted size: | 12200 | ×set target size (sq ft)
Code | Division Name | % | S F Cost | Projected | S F Cost | Projected
0 | Procurement | 2.643% | 21.14 | 257908 | 21.14 | 257908
1 | General Requirements | 48.54% | 388.22 | 4736284 | 388.22 | 4736284
3 | Concrete | 13.55% | 108.36 | 1321992 | 108.36 | 1321992
4 | Masonry | 0.5352% | 4.28 | 52216 | 4.28 | 52216
5 | Metals | 2.5% | 19.99 | 243878 | 19.99 | 243878
6 | Wood & Plastics | 0.2751% | 2.2 | 26840 | 2.2 | 26840
7 | Thermal & Moisture | 0.9628% | 7.7 | 93940 | 7.7 | 93940
8 | Openings | 3.444% | 27.54 | 335988 | 27.54 | 335988
9 | Finishes | 2.451% | 19.6 | 239120 | 19.6 | 239120
10 | Specialties | 0.609% | 4.87 | 59414 | 4.87 | 59414
11 | Equipment | 0.09628% | 0.77 | 9394 | 0.77 | 9394
13 | Special Construction | 4.857% | 38.84 | 473848 | 38.84 | 473848
21 | Fire Suppression | 1.295% | 10.36 | 126392 | 10.36 | 126392
22 | Plumbing | 4.073% | 32.57 | 397354 | 32.57 | 397354
23 | HVAC | 2.916% | 23.32 | 284504 | 23.32 | 284504
26 | Electrical | 10.6% | 84.79 | 1034438 | 84.79 | 1034438
28 | Electronic Security | 0.6477% | 5.18 | 63196 | 5.18 | 63196
| Total Building Costs | 100% | 799.73 | 9756706 | 799.73 | 9756706 |  | based on AA - NATIONAL AVG
FILE 41 | DENTAL OFFFICE | project size (sq ft): |  | 6870 | adjusted size: | 6870 | ×set target size (sq ft)
Code | Division Name | % | S F Cost | Projected | S F Cost | Projected
0 | Procurement and Contracting Requirements | 1.799% | 9.68 | 66501.6 | 9.68 | 66501.6
1 | General Requirements | 7.21% | 38.79 | 266487.3 | 38.79 | 266487.3
3 | Concrete | 12.18% | 65.51 | 450053.7 | 65.51 | 450053.7
4 | Masonry | 4.541% | 24.43 | 167834.1 | 24.43 | 167834.1
6 | Wood, Plastics, and Composites | 9.857% | 53.03 | 364316.1 | 53.03 | 364316.1
7 | Thermal and Moisture Protection | 5.582% | 30.03 | 206306.1 | 30.03 | 206306.1
8 | Openings | 7.08% | 38.09 | 261678.3 | 38.09 | 261678.3
9 | Finishes | 11.88% | 63.89 | 438924.3 | 63.89 | 438924.3
10 | Specialties | 1.757% | 9.45 | 64921.5 | 9.45 | 64921.5
11 | Equipment | 0.5539% | 2.98 | 20472.6 | 2.98 | 20472.6
13 | Special Construction | 8.502% | 45.74 | 314233.8 | 45.74 | 314233.8
22 | Plumbing | 7.549% | 40.61 | 278990.7 | 40.61 | 278990.7
23 | HVAC | 6.037% | 32.48 | 223137.6 | 32.48 | 223137.6
26 | Electrical | 12.74% | 68.52 | 470732.4 | 68.52 | 470732.4
27 | Communications | 1.716% | 9.23 | 63410.1 | 9.23 | 63410.1
28 | Electronic Safety and Security | 1.026% | 5.52 | 37922.4 | 5.52 | 37922.4
| Total Building Costs | 100% | 537.98 | 3695922.6 | 537.98 | 3695922.6 |  | based on AA - NATIONAL AVG
FILE 42 | MEDICAL CENTER | project size (sq ft): |  | 72230 | adjusted size: | 72230 | ×set target size (sq ft)
Code | Division Name | % | S F Cost | Projected | S F Cost | Projected
0 | Procurement and Contracting Requirements | 1.362% | 7.1 | 512833 | 7.1 | 512833
1 | General Requirements | 11.9% | 62.04 | 4481149.2 | 62.04 | 4481149.2
3 | Concrete | 5.828% | 30.39 | 2195069.7 | 30.39 | 2195069.7
4 | Masonry | 1.118% | 5.83 | 421100.9 | 5.83 | 421100.9
5 | Metals | 8.114% | 42.31 | 3056051.3 | 42.31 | 3056051.3
6 | Wood, Plastics, and Composites | 1.829% | 9.54 | 689074.2 | 9.54 | 689074.2
7 | Thermal and Moisture Protection | 9.159% | 47.76 | 3449704.8 | 47.76 | 3449704.8
8 | Openings | 5.228% | 27.26 | 1968989.8 | 27.26 | 1968989.8
9 | Finishes | 12.42% | 64.79 | 4679781.7 | 64.79 | 4679781.7
10 | Specialties | 0.4545% | 2.37 | 171185.1 | 2.37 | 171185.1
14 | Conveying Systems | 1.105% | 5.76 | 416044.8 | 5.76 | 416044.8
21 | Fire Suppression | 1.036% | 5.4 | 390042 | 5.4 | 390042
22 | Plumbing | 14% | 73.03 | 5274956.9 | 73.03 | 5274956.9
23 | HVAC | 15.72% | 81.96 | 5919970.8 | 81.96 | 5919970.8
26 | Electrical | 10.73% | 55.93 | 4039823.9 | 55.93 | 4039823.9
| Total Building Costs | 100% | 521.47 | 37665778.1 | 521.47 | 37665778.1 |  | based on AA - NATIONAL AVG
FILE 43 | COMMUNITY HEALTH CENTER | project size (sq ft): |  | 46890 | adjusted size: | 46890 | ×set target size (sq ft)
Code | Division Name | % | S F Cost | Projected | S F Cost | Projected
0 | Procurement | 1.63% | 3.74 | 175368.6 | 3.74 | 175368.6
1 | General Requirements | 4.689% | 10.76 | 504536.4 | 10.76 | 504536.4
3 | Concrete | 5.09% | 11.68 | 547675.2 | 11.68 | 547675.2
4 | Masonry | 0.8062% | 1.85 | 86746.5 | 1.85 | 86746.5
5 | Metals | 10.25% | 23.53 | 1103321.7 | 23.53 | 1103321.7
6 | Wood, Plastics | 0.9587% | 2.2 | 103158 | 2.2 | 103158
7 | Thermal and Moisture | 8.872% | 20.36 | 954680.4 | 20.36 | 954680.4
8 | Openings | 6.981% | 16.02 | 751177.8 | 16.02 | 751177.8
9 | Finishes | 16.3% | 37.4 | 1753686 | 37.4 | 1753686
10 | Specialties | 0.6711% | 1.54 | 72210.6 | 1.54 | 72210.6
12 | Furnishings | 2.288% | 5.25 | 246172.5 | 5.25 | 246172.5
14 | Conveying Systems | 1.883% | 4.32 | 202564.8 | 4.32 | 202564.8
21 | Fire Suppression | 1.848% | 4.24 | 198813.6 | 4.24 | 198813.6
22 | Plumbing | 7.229% | 16.59 | 777905.1 | 16.59 | 777905.1
23 | HVAC | 12.05% | 27.66 | 1296977.4 | 27.66 | 1296977.4
26 | Electrical | 18.45% | 42.34 | 1985322.6 | 42.34 | 1985322.6
| Total Building Costs | 100% | 229.48 | 10760317.2 | 229.48 | 10760317.2 |  | based on AA - NATIONAL AVG
FILE 44 | DENTAL OFFICE | project size (sq ft): |  | 5460 | adjusted size: | 5460 | ×set target size (sq ft)
Code | Division Name | % | S F Cost | Projected | S F Cost | Projected
1 | General Requirements | 10.52% | 39.84 | 217526.4 | 39.84 | 217526.4
3 | Concrete | 4.046% | 15.33 | 83701.8 | 15.33 | 83701.8
4 | Masonry | 4.118% | 15.6 | 85176 | 15.6 | 85176
5 | Metals | 0.3695% | 1.4 | 7644 | 1.4 | 7644
6 | Wood, Plastics | 29.23% | 110.76 | 604749.6 | 110.76 | 604749.6
7 | Thermal and Moisture | 6.519% | 24.7 | 134862 | 24.7 | 134862
8 | Openings | 5.965% | 22.6 | 123396 | 22.6 | 123396
9 | Finishes | 8.122% | 30.77 | 168004.2 | 30.77 | 168004.2
10 | Specialties | 0.9264% | 3.51 | 19164.6 | 3.51 | 19164.6
12 | Furnishings | 0.2877% | 1.09 | 5951.4 | 1.09 | 5951.4
22 | Plumbing | 11.17% | 42.31 | 231012.6 | 42.31 | 231012.6
23 | HVAC | 5.329% | 20.19 | 110237.4 | 20.19 | 110237.4
26 | Electrical | 13.4% | 50.77 | 277204.2 | 50.77 | 277204.2
| Total Building Costs | 100% | 378.87 | 2068630.2 | 378.87 | 2068630.2 |  | based on AA - NATIONAL AVG
FILE 45 | ASSISTED LIVING | project size (sq ft): |  | 18430 | adjusted size: | 18430 | ×set target size (sq ft)
Code | Division Name | % | S F Cost | Projected | S F Cost | Projected
1 | General Requirements | 7.16% | 29.21 | 538340.3 | 29.21 | 538340.3
3 | Concrete | 16.48% | 67.23 | 1239048.9 | 67.23 | 1239048.9
4 | Masonry | 2.096% | 8.55 | 157576.5 | 8.55 | 157576.5
5 | Metals | 2.613% | 10.66 | 196463.8 | 10.66 | 196463.8
6 | Wood & Plastics | 9.094% | 37.1 | 683753 | 37.1 | 683753
7 | Thermal & Moisture | 5.145% | 20.99 | 386845.7 | 20.99 | 386845.7
8 | Doors & Windows | 4.934% | 20.13 | 370995.9 | 20.13 | 370995.9
9 | Finishes | 8.368% | 34.14 | 629200.2 | 34.14 | 629200.2
10 | Specialties | 0.7133% | 2.91 | 53631.3 | 2.91 | 53631.3
12 | Furnishings | 2.99% | 12.2 | 224846 | 12.2 | 224846
13 | Special Construction | 0.3603% | 1.47 | 27092.1 | 1.47 | 27092.1
15 | Mechanical | 26.6% | 108.53 | 2000207.9 | 108.53 | 2000207.9
16 | Electrical | 13.44% | 54.84 | 1010701.2 | 54.84 | 1010701.2
| Total Building Costs | 100% | 407.96 | 7518702.8 | 407.96 | 7518702.8 |  | based on AA - NATIONAL AVG
FILE 46 | HOSPITAL | project size (sq ft): |  | 63620 | adjusted size: | 63620 | ×set target size (sq ft)
Code | Division Name | % | S F Cost | Projected | S F Cost | Projected
0 | Procurement | 1.083% | 6.11 | 388718.2 | 6.11 | 388718.2
1 | General Requirements | 14.62% | 82.53 | 5250558.6 | 82.53 | 5250558.6
3 | Concrete | 4.313% | 24.34 | 1548510.8 | 24.34 | 1548510.8
4 | Masonry | 2.493% | 14.07 | 895133.4 | 14.07 | 895133.4
5 | Metals | 6.735% | 38.01 | 2418196.2 | 38.01 | 2418196.2
6 | Wood & Plastics | 1.529% | 8.63 | 549040.6 | 8.63 | 549040.6
7 | Thermal & Moisture | 6.065% | 34.23 | 2177712.6 | 34.23 | 2177712.6
8 | Openings | 4.589% | 25.9 | 1647758 | 25.9 | 1647758
9 | Finishes | 12.76% | 72 | 4580640 | 72 | 4580640
10 | Specialties | 1.768% | 9.98 | 634927.6 | 9.98 | 634927.6
11 | Equipment | 0.01595% | 0.09 | 5725.8 | 0.09 | 5725.8
12 | Furnishings | 0.1967% | 1.11 | 70618.2 | 1.11 | 70618.2
21 | Fire Suppression | 1.008% | 5.69 | 361997.8 | 5.69 | 361997.8
22 | Plumbing | 11.51% | 64.94 | 4131482.8 | 64.94 | 4131482.8
23 | HVAC | 14.59% | 82.32 | 5237198.4 | 82.32 | 5237198.4
25 | Integrated Automation | 0.4412% | 2.49 | 158413.8 | 2.49 | 158413.8
26 | Electrical | 14.14% | 79.79 | 5076239.8 | 79.79 | 5076239.8
27 | Communications | 2.146% | 12.11 | 770438.2 | 12.11 | 770438.2
| Total Building Costs | 100% | 564.34 | 35903310.8 | 564.34 | 35903310.8 |  | based on AA - NATIONAL AVG
FILE 47 | SURGERY CENTER | project size (sq ft): |  | 6370 | adjusted size: | 6370 | ×set target size (sq ft)
Code | Division Name | % | S F Cost | Projected | S F Cost | Projected
0 | Procurement | 0.1436% | 0.47 | 2993.9 | 0.47 | 2993.9
1 | General Requirements | 12.21% | 39.95 | 254481.5 | 39.95 | 254481.5
5 | Metals | 0.4614% | 1.51 | 9618.7 | 1.51 | 9618.7
6 | Wood & Plastics | 10.4% | 34.04 | 216834.8 | 34.04 | 216834.8
8 | Openings | 3.462% | 11.33 | 72172.1 | 11.33 | 72172.1
9 | Finishes | 17.43% | 57.06 | 363472.2 | 57.06 | 363472.2
10 | Specialties | 1.351% | 4.42 | 28155.4 | 4.42 | 28155.4
12 | Furnishings | 0.388% | 1.27 | 8089.9 | 1.27 | 8089.9
21 | Fire Suppression | 2.035% | 6.66 | 42424.2 | 6.66 | 42424.2
22 | Plumbing | 9.851% | 32.24 | 205368.8 | 32.24 | 205368.8
23 | HVAC | 28.83% | 94.35 | 601009.5 | 94.35 | 601009.5
26 | Electrical | 12.77% | 41.8 | 266266 | 41.8 | 266266
28 | Electronic Security | 0.6661% | 2.18 | 13886.6 | 2.18 | 13886.6
| Total Building Costs | 100% | 327.28 | 2084773.6 | 327.28 | 2084773.6 |  | based on AA - NATIONAL AVG
FILE 48 | ORTHOPEDIC CENTER | project size (sq ft): |  | 22280 | adjusted size: | 22280 | ×set target size (sq ft)
Code | Division Name | % | S F Cost | Projected | S F Cost | Projected
0 | Procurement | 1.967% | 7.18 | 159970.4 | 7.18 | 159970.4
1 | General Requirements | 9.733% | 35.52 | 791385.6 | 35.52 | 791385.6
3 | Concrete | 5.51% | 20.11 | 448050.8 | 20.11 | 448050.8
4 | Masonry | 3.244% | 11.84 | 263795.2 | 11.84 | 263795.2
5 | Metals | 11.28% | 41.17 | 917267.6 | 41.17 | 917267.6
6 | Wood & Plastics | 5.907% | 21.56 | 480356.8 | 21.56 | 480356.8
7 | Thermal & Moisture | 9.681% | 35.33 | 787152.4 | 35.33 | 787152.4
8 | Openings | 6.825% | 24.91 | 554994.8 | 24.91 | 554994.8
9 | Finishes | 13.34% | 48.68 | 1084590.4 | 48.68 | 1084590.4
10 | Specialties | 0.7343% | 2.68 | 59710.4 | 2.68 | 59710.4
11 | Equipment | 1.063% | 3.88 | 86446.4 | 3.88 | 86446.4
12 | Furnishings | 0.2685% | 0.98 | 21834.4 | 0.98 | 21834.4
13 | Special Construction | 3.203% | 11.69 | 260453.2 | 11.69 | 260453.2
21 | Fire Suppression | 1.395% | 5.09 | 113405.2 | 5.09 | 113405.2
22 | Plumbing | 2.452% | 8.95 | 199406 | 8.95 | 199406
23 | HVAC | 11.8% | 43.06 | 959376.8 | 43.06 | 959376.8
26 | Electrical | 11.25% | 41.07 | 915039.6 | 41.07 | 915039.6
27 | Communications | 0.3452% | 1.26 | 28072.8 | 1.26 | 28072.8
| Total Building Costs | 100% | 364.96 | 8131308.8 | 364.96 | 8131308.8 |  | based on AA - NATIONAL AVG
FILE 49 | CREDIT UNION - OFFICE BUILDING | project size (sq ft): |  | 84270 | adjusted size: | 84270 | ×set target size (sq ft)
Code | Division Name | % | S F Cost | Projected | S F Cost | Projected
0 | Procurement and Contracting Requirements | 1.003% | 3.34 | 281461.8 | 3.34 | 281461.8
1 | General Requirements | 8.217% | 27.37 | 2306469.9 | 27.37 | 2306469.9
3 | Concrete | 6.341% | 21.12 | 1779782.4 | 21.12 | 1779782.4
4 | Masonry | 3.104% | 10.34 | 871351.8 | 10.34 | 871351.8
5 | Metals | 14.05% | 46.81 | 3944678.7 | 46.81 | 3944678.7
6 | Wood, Plastics, and Composites | 0.1651% | 0.55 | 46348.5 | 0.55 | 46348.5
7 | Thermal and Moisture Protection | 6.617% | 22.04 | 1857310.8 | 22.04 | 1857310.8
8 | Openings | 16.51% | 54.99 | 4634007.3 | 54.99 | 4634007.3
9 | Finishes | 9.962% | 33.18 | 2796078.6 | 33.18 | 2796078.6
10 | Specialties | 4.618% | 15.38 | 1296072.6 | 15.38 | 1296072.6
12 | Furnishings | 0.9847% | 3.28 | 276405.6 | 3.28 | 276405.6
14 | Conveying Systems | 2.051% | 6.83 | 575564.1 | 6.83 | 575564.1
21 | Fire Suppression | 1.648% | 5.49 | 462642.3 | 5.49 | 462642.3
22 | Plumbing | 3.51% | 11.69 | 985116.3 | 11.69 | 985116.3
23 | HVAC | 7.911% | 26.35 | 2220514.5 | 26.35 | 2220514.5
26 | Electrical | 12.73% | 42.4 | 3573048 | 42.4 | 3573048
27 | Communications | 0.05404% | 0.18 | 15168.6 | 0.18 | 15168.6
28 | Electronic Safety and Security | 0.5224% | 1.74 | 146629.8 | 1.74 | 146629.8
| Total Building Costs | 100% | 333.08 | 28068651.6 | 333.08 | 28068651.6 |  | based on AA - NATIONAL AVG
FILE 50 | LAB BUILDING | project size (sq ft): |  | 29740 | adjusted size: | 29740 | ×set target size (sq ft)
Code | Division Name | % | S F Cost | Projected | S F Cost | Projected
0 | Procurement and Contracting Requirements | 1.766% | 8.87 | 263793.8 | 8.87 | 263793.8
1 | General Requirements | 7.809% | 39.22 | 1166402.8 | 39.22 | 1166402.8
3 | Concrete | 7.717% | 38.76 | 1152722.4 | 38.76 | 1152722.4
4 | Masonry | 12.68% | 63.67 | 1893545.8 | 63.67 | 1893545.8
5 | Metals | 16.87% | 84.71 | 2519275.4 | 84.71 | 2519275.4
6 | Wood, Plastics, and Composites | 0.4679% | 2.35 | 69889 | 2.35 | 69889
7 | Thermal and Moisture Protection | 3.733% | 18.75 | 557625 | 18.75 | 557625
8 | Openings | 13.15% | 66.06 | 1964624.4 | 66.06 | 1964624.4
9 | Finishes | 6.985% | 35.08 | 1043279.2 | 35.08 | 1043279.2
10 | Specialties | 0.4719% | 2.37 | 70483.8 | 2.37 | 70483.8
12 | Furnishings | 1.511% | 7.59 | 225726.6 | 7.59 | 225726.6
14 | Conveying Systems | 1.274% | 6.4 | 190336 | 6.4 | 190336
21 | Fire Suppression | 1.117% | 5.61 | 166841.4 | 5.61 | 166841.4
22 | Plumbing | 2.716% | 13.64 | 405653.6 | 13.64 | 405653.6
23 | HVAC | 11.46% | 57.54 | 1711239.6 | 57.54 | 1711239.6
26 | Electrical | 8.9% | 44.7 | 1329378 | 44.7 | 1329378
27 | Communications | 1.378% | 6.92 | 205800.8 | 6.92 | 205800.8
| Total Building Costs | 100% | 502.24 | 14936617.6 | 502.24 | 14936617.6 |  | based on AA - NATIONAL AVG
FILE 51 | OFFICE BUILDING | project size (sq ft): |  | 12400 | adjusted size: | 12400 | ×set target size (sq ft)
Code | Division Name | % | S F Cost | Projected | S F Cost | Projected
0 | Procurement and Contracting Requirements | 12.49% | 14.7 | 182280 | 14.7 | 182280
1 | General Requirements | 1.954% | 2.3 | 28520 | 2.3 | 28520
5 | Metals | 2.098% | 2.47 | 30628 | 2.47 | 30628
6 | Wood, Plastics, and Composites | 11.99% | 14.11 | 174964 | 14.11 | 174964
8 | Openings | 8.317% | 9.79 | 121396 | 9.79 | 121396
9 | Finishes | 8.886% | 10.46 | 129704 | 10.46 | 129704
12 | Furnishings | 9.498% | 11.18 | 138632 | 11.18 | 138632
21 | Fire Suppression | 2.251% | 2.65 | 32860 | 2.65 | 32860
22 | Plumbing | 3.356% | 3.95 | 48980 | 3.95 | 48980
23 | HVAC | 19.85% | 23.37 | 289788 | 23.37 | 289788
26 | Electrical | 17.83% | 20.99 | 260276 | 20.99 | 260276
28 | Electronic Safety and Security | 1.478% | 1.74 | 21576 | 1.74 | 21576
| Total Building Costs | 100% | 117.71 | 1459604 | 117.71 | 1459604 |  | based on AA - NATIONAL AVG
FILE 52 | INSURANCE OFFICE | project size (sq ft): |  | 2200 | adjusted size: | 2200 | ×set target size (sq ft)
Code | Division Name | % | S F Cost | Projected | S F Cost | Projected
0 | Procurement and Contracting Requirements | 23.35% | 38.18 | 83996 | 38.18 | 83996
1 | General Requirements | 2.923% | 4.78 | 10516 | 4.78 | 10516
6 | Wood, Plastics, and Composites | 7.461% | 12.2 | 26840 | 12.2 | 26840
8 | Openings | 10.13% | 16.56 | 36432 | 16.56 | 36432
9 | Finishes | 25.93% | 42.39 | 93258 | 42.39 | 93258
21 | Fire Suppression | 1.193% | 1.95 | 4290 | 1.95 | 4290
22 | Plumbing | 2.33% | 3.81 | 8382 | 3.81 | 8382
23 | HVAC | 12.85% | 21.01 | 46222 | 21.01 | 46222
26 | Electrical | 13.84% | 22.63 | 49786 | 22.63 | 49786
| Total Building Costs | 100% | 163.51 | 359722 | 163.51 | 359722 |  | based on AA - NATIONAL AVG
FILE 53 |  | project size (sq ft): |  | 18410 | adjusted size: | 18410 | ×set target size (sq ft)
Code | Division Name | % | S F Cost | Projected | S F Cost | Projected
0 | Procurement and Contracting Requirements | 5.982% | 5.17 | 95179.7 | 5.17 | 95179.7
5 | Metals | 0.1041% | 0.09 | 1656.9 | 0.09 | 1656.9
6 | Wood, Plastics, and Composites | 5.091% | 4.4 | 81004 | 4.4 | 81004
8 | Openings | 6.364% | 5.5 | 101255 | 5.5 | 101255
9 | Finishes | 38.6% | 33.36 | 614157.6 | 33.36 | 614157.6
12 | Furnishings | 0.9487% | 0.82 | 15096.2 | 0.82 | 15096.2
21 | Fire Suppression | 1.215% | 1.05 | 19330.5 | 1.05 | 19330.5
22 | Plumbing | 1.62% | 1.4 | 25774 | 1.4 | 25774
23 | HVAC | 14.12% | 12.2 | 224602 | 12.2 | 224602
26 | Electrical | 11.77% | 10.17 | 187229.7 | 10.17 | 187229.7
27 | Communications | 11.76% | 10.16 | 187045.6 | 10.16 | 187045.6
28 | Electronic Safety and Security | 2.441% | 2.11 | 38845.1 | 2.11 | 38845.1
| Total Building Costs | 100% | 86.43 | 1591176.3 | 86.43 | 1591176.3 |  | based on AA - NATIONAL AVG
FILE 54 | FINANCIAL OFFICE | project size (sq ft): |  | 4100 | adjusted size: | 4100 | ×set target size (sq ft)
Code | Division Name | % | S F Cost | Projected | S F Cost | Projected
0 | Procurement and Contracting Requirements | 21.85% | 26.35 | 108035 | 26.35 | 108035
1 | General Requirements | 1.675% | 2.02 | 8282 | 2.02 | 8282
6 | Wood, Plastics, and Composites | 4.063% | 4.9 | 20090 | 4.9 | 20090
8 | Openings | 8.773% | 10.58 | 43378 | 10.58 | 43378
9 | Finishes | 25.69% | 30.98 | 127018 | 30.98 | 127018
10 | Specialties | 0.9619% | 1.16 | 4756 | 1.16 | 4756
21 | Fire Suppression | 2.131% | 2.57 | 10537 | 2.57 | 10537
22 | Plumbing | 3.839% | 4.63 | 18983 | 4.63 | 18983
23 | HVAC | 15.2% | 18.33 | 75153 | 18.33 | 75153
26 | Electrical | 14.66% | 17.68 | 72488 | 17.68 | 72488
28 | Electronic Safety and Security | 1.161% | 1.4 | 5740 | 1.4 | 5740
| Total Building Costs | 100% | 120.6 | 494460 | 120.6 | 494460 |  | based on AA - NATIONAL AVG
FILE 55 | COUNTY CENTRAL OFFICE COMPLEX | project size (sq ft): |  | 74630 | adjusted size: | 74630 | ×set target size (sq ft)
Code | Division Name | % | S F Cost | Projected | S F Cost | Projected
1 | General Requirements | 7.382% | 25.85 | 1929185.5 | 25.85 | 1929185.5
3 | Concrete | 6.591% | 23.08 | 1722460.4 | 23.08 | 1722460.4
4 | Masonry | 1.628% | 5.7 | 425391 | 5.7 | 425391
5 | Metals | 13.53% | 47.38 | 3535969.4 | 47.38 | 3535969.4
6 | Wood & Plastics | 1.645% | 5.76 | 429868.8 | 5.76 | 429868.8
7 | Thermal & Moisture Protection | 10.94% | 38.31 | 2859075.3 | 38.31 | 2859075.3
8 | Doors & Windows | 3.787% | 13.26 | 989593.8 | 13.26 | 989593.8
9 | Finishes | 8.984% | 31.46 | 2347859.8 | 31.46 | 2347859.8
10 | Specialties | 4.955% | 17.35 | 1294830.5 | 17.35 | 1294830.5
11 | Equipment | 0.5883% | 2.06 | 153737.8 | 2.06 | 153737.8
14 | Conveying Systems | 0.9338% | 3.27 | 244040.1 | 3.27 | 244040.1
15 | Mechanical | 23.05% | 80.7 | 6022641 | 80.7 | 6022641
16 | Electrical | 11.68% | 40.89 | 3051620.7 | 40.89 | 3051620.7
17 | Telecommunications | 4.312% | 15.1 | 1126913 | 15.1 | 1126913
| Total Building Costs | 100% | 350.17 | 26133187.1 | 350.17 | 26133187.1 |  | based on AA - NATIONAL AVG
FILE 56 | CORPORATE OFFICES | project size (sq ft): |  | 15780 | adjusted size: | 15780 | ×set target size (sq ft)
Code | Division Name | % | S F Cost | Projected | S F Cost | Projected
0 | Procurement and Contracting Requirements | 0.4735% | 1.17 | 18462.6 | 1.17 | 18462.6
1 | General Requirements | 2.295% | 5.67 | 89472.6 | 5.67 | 89472.6
3 | Concrete | 0.4371% | 1.08 | 17042.4 | 1.08 | 17042.4
5 | Metals | 4.007% | 9.9 | 156222 | 9.9 | 156222
6 | Wood, Plastics, and Composites | 24.82% | 61.33 | 967787.4 | 61.33 | 967787.4
7 | Thermal and Moisture Protection | 0.6071% | 1.5 | 23670 | 1.5 | 23670
8 | Openings | 5.901% | 14.58 | 230072.4 | 14.58 | 230072.4
9 | Finishes | 28.63% | 70.73 | 1116119.4 | 70.73 | 1116119.4
21 | Fire Suppression | 1.133% | 2.8 | 44184 | 2.8 | 44184
22 | Plumbing | 4.092% | 10.11 | 159535.8 | 10.11 | 159535.8
23 | HVAC | 5.205% | 12.86 | 202930.8 | 12.86 | 202930.8
26 | Electrical | 15.12% | 37.36 | 589540.8 | 37.36 | 589540.8
27 | Communications | 3.092% | 7.64 | 120559.2 | 7.64 | 120559.2
28 | Electronic Safety and Security | 3.137% | 7.75 | 122295 | 7.75 | 122295
48 | Electrical Power Generation | 1.052% | 2.6 | 41028 | 2.6 | 41028
| Total Building Costs | 100% | 247.08 | 3898922.4 | 247.08 | 3898922.4 |  | based on AA - NATIONAL AVG
FILE 57 | TOILET / SHOWER FACILITY | project size (sq ft): |  | 1990 | adjusted size: | 1990 | ×set target size (sq ft)
Code | Division Name | % | S F Cost | Projected | S F Cost | Projected
0 | Procurement and Contracting Requirements | 3.395% | 19.57 | 38944.3 | 19.57 | 38944.3
1 | General Requirements | 17.93% | 103.38 | 205726.2 | 103.38 | 205726.2
3 | Concrete | 11.84% | 68.25 | 135817.5 | 68.25 | 135817.5
4 | Masonry | 7.752% | 44.69 | 88933.1 | 44.69 | 88933.1
5 | Metals | 0.6418% | 3.7 | 7363 | 3.7 | 7363
6 | Wood, Plastics, and Composites | 10.55% | 60.83 | 121051.7 | 60.83 | 121051.7
7 | Thermal and Moisture Protection | 1.207% | 6.96 | 13850.4 | 6.96 | 13850.4
8 | Openings | 12.13% | 69.91 | 139120.9 | 69.91 | 139120.9
9 | Finishes | 0.6366% | 3.67 | 7303.3 | 3.67 | 7303.3
10 | Specialties | 3.455% | 19.92 | 39640.8 | 19.92 | 39640.8
22 | Plumbing | 20.48% | 118.09 | 234999.1 | 118.09 | 234999.1
26 | Electrical | 9.982% | 57.55 | 114524.5 | 57.55 | 114524.5
| Total Building Costs | 100% | 576.52 | 1147274.8 | 576.52 | 1147274.8 |  | based on AA - NATIONAL AVG
FILE 58 | PARK | project size (sq ft): |  | 1000 | adjusted size: | 1000 | ×set target size (sq ft)
Code | Division Name | % | S F Cost | Projected | S F Cost | Projected
1 | General Requirements | 24.86% | 209.31 | 209310 | 209.31 | 209310
3 | Concrete | 6.903% | 58.13 | 58130 | 58.13 | 58130
4 | Masonry | 12.75% | 107.39 | 107390 | 107.39 | 107390
5 | Metals | 10.03% | 84.45 | 84450 | 84.45 | 84450
6 | Wood, Plastics, and Composites | 4.233% | 35.65 | 35650 | 35.65 | 35650
7 | Thermal and Moisture Protection | 5.971% | 50.28 | 50280 | 50.28 | 50280
8 | Openings | 2.174% | 18.31 | 18310 | 18.31 | 18310
9 | Finishes | 2.54% | 21.39 | 21390 | 21.39 | 21390
10 | Specialties | 6.924% | 58.31 | 58310 | 58.31 | 58310
12 | Furnishings | 2.899% | 24.41 | 24410 | 24.41 | 24410
22 | Plumbing | 6.369% | 53.63 | 53630 | 53.63 | 53630
23 | HVAC | 3.897% | 32.82 | 32820 | 32.82 | 32820
26 | Electrical | 10.46% | 88.07 | 88070 | 88.07 | 88070
| Total Building Costs | 100% | 842.11 | 842150 | 842.11 | 842150 |  | based on AA - NATIONAL AVG
FILE 59 | THEATRE | project size (sq ft): |  | 13990 | adjusted size: | 13990 | ×set target size (sq ft)
Code | Division Name | % | S F Cost | Projected | S F Cost | Projected
0 | Procurement and Contracting Requirements | 2.775% | 12.27 | 171657.3 | 12.27 | 171657.3
1 | General Requirements | 20.05% | 88.62 | 1239793.8 | 88.62 | 1239793.8
3 | Concrete | 6.872% | 30.38 | 425016.2 | 30.38 | 425016.2
4 | Masonry | 1.35% | 5.97 | 83520.3 | 5.97 | 83520.3
5 | Metals | 10.89% | 48.16 | 673758.4 | 48.16 | 673758.4
6 | Wood, Plastics, and Composites | 2.836% | 12.54 | 175434.6 | 12.54 | 175434.6
7 | Thermal and Moisture Protection | 4.255% | 18.81 | 263151.9 | 18.81 | 263151.9
8 | Openings | 6.34% | 28.03 | 392139.7 | 28.03 | 392139.7
9 | Finishes | 26.99% | 119.32 | 1669286.8 | 119.32 | 1669286.8
10 | Specialties | 2.106% | 9.31 | 130246.9 | 9.31 | 130246.9
12 | Furnishings | 0.02262% | 0.1 | 1399 | 0.1 | 1399
21 | Fire Suppression | 1.396% | 6.17 | 86318.3 | 6.17 | 86318.3
22 | Plumbing | 3.226% | 14.26 | 199497.4 | 14.26 | 199497.4
23 | HVAC | 4.682% | 20.7 | 289593 | 20.7 | 289593
26 | Electrical | 6.211% | 27.46 | 384165.4 | 27.46 | 384165.4
| Total Building Costs | 100% | 442.1 | 6184979 | 442.1 | 6184979 |  | based on AA - NATIONAL AVG
FILE 60 | COMMUNITY CENTER | project size (sq ft): |  | 52440 | adjusted size: | 52440 | ×set target size (sq ft)
Code | Division Name | % | S F Cost | Projected | S F Cost | Projected
0 | Procurement and Contracting Requirements | 1.101% | 4.95 | 259578 | 4.95 | 259578
1 | General Requirements | 14.03% | 63.09 | 3308439.6 | 63.09 | 3308439.6
3 | Concrete | 6.354% | 28.57 | 1498210.8 | 28.57 | 1498210.8
4 | Masonry | 8.153% | 36.66 | 1922450.4 | 36.66 | 1922450.4
5 | Metals | 9.799% | 44.06 | 2310506.4 | 44.06 | 2310506.4
6 | Wood, Plastics, and Composites | 7.219% | 32.46 | 1702202.4 | 32.46 | 1702202.4
7 | Thermal and Moisture Protection | 7.364% | 33.11 | 1736288.4 | 33.11 | 1736288.4
8 | Openings | 6.957% | 31.28 | 1640323.2 | 31.28 | 1640323.2
9 | Finishes | 13.53% | 60.83 | 3189925.2 | 60.83 | 3189925.2
10 | Specialties | 0.7895% | 3.55 | 186162 | 3.55 | 186162
11 | Equipment | 1.096% | 4.93 | 258529.2 | 4.93 | 258529.2
12 | Furnishings | 0.2424% | 1.09 | 57159.6 | 1.09 | 57159.6
14 | Conveying Systems | 0.5315% | 2.39 | 125331.6 | 2.39 | 125331.6
23 | HVAC | 14.5% | 65.21 | 3419612.4 | 65.21 | 3419612.4
26 | Electrical | 8.327% | 37.44 | 1963353.6 | 37.44 | 1963353.6
| Total Building Costs | 100% | 449.64 | 23578072.8 | 449.64 | 23578072.8 |  | based on AA - NATIONAL AVG
FILE 61 | AQUARIUM | project size (sq ft): |  | 16510 | adjusted size: | 16510 | ×set target size (sq ft)
Code | Division Name | % | S F Cost | Projected | S F Cost | Projected
0 | Bidding Requirements | 0.4458% | 5.98 | 98729.8 | 5.98 | 98729.8
1 | General Requirements | 30.43% | 408.23 | 6739877.3 | 408.23 | 6739877.3
3 | Concrete | 18.74% | 251.35 | 4149788.5 | 251.35 | 4149788.5
4 | Masonry | 5.069% | 68 | 1122680 | 68 | 1122680
5 | Metals | 2.926% | 39.25 | 648017.5 | 39.25 | 648017.5
6 | Wood & Plastics | 0.4197% | 5.63 | 92951.3 | 5.63 | 92951.3
7 | Thermal & Moisture | 5.198% | 69.73 | 1151242.3 | 69.73 | 1151242.3
8 | Doors & Windows | 6.383% | 85.63 | 1413751.3 | 85.63 | 1413751.3
9 | Finishes | 2.791% | 37.44 | 618134.4 | 37.44 | 618134.4
10 | Specialties | 0.1081% | 1.45 | 23939.5 | 1.45 | 23939.5
11 | Equipment | 0.5464% | 7.33 | 121018.3 | 7.33 | 121018.3
12 | Furnishings | 0.0738% | 0.99 | 16344.9 | 0.99 | 16344.9
14 | Conveying Systems | 0.4331% | 5.81 | 95923.1 | 5.81 | 95923.1
15 | Mechanical | 19.32% | 259.23 | 4279887.3 | 259.23 | 4279887.3
16 | Electrical | 7.117% | 95.47 | 1576209.7 | 95.47 | 1576209.7
| Total Building Costs | 100% | 1341.52 | 22148495.2 | 1341.52 | 22148495.2 |  | based on AA - NATIONAL AVG
FILE 62 | COLLEGE ATHLETICS OPERATIONS CENTER | project size (sq ft): |  | 65000 | adjusted size: | 65000 | ×set target size (sq ft)
Code | Division Name | % | S F Cost | Projected | S F Cost | Projected
0 | Procurement | 0.474% | 2.82 | 183300 | 2.82 | 183300
1 | General Requirements | 10.27% | 61.1 | 3971500 | 61.1 | 3971500
3 | Concrete | 10.33% | 61.46 | 3994900 | 61.46 | 3994900
4 | Masonry | 4.135% | 24.6 | 1599000 | 24.6 | 1599000
5 | Metals | 15.68% | 93.3 | 6064500 | 93.3 | 6064500
6 | Wood, Plastics | 5.391% | 32.07 | 2084550 | 32.07 | 2084550
7 | Thermal and Moisture | 4.359% | 25.93 | 1685450 | 25.93 | 1685450
8 | Openings | 2.942% | 17.5 | 1137500 | 17.5 | 1137500
9 | Finishes | 9.592% | 57.06 | 3708900 | 57.06 | 3708900
10 | Specialties | 1.444% | 8.59 | 558350 | 8.59 | 558350
11 | Equipment | 1.419% | 8.44 | 548600 | 8.44 | 548600
12 | Furnishings | 0.0975% | 0.58 | 37700 | 0.58 | 37700
13 | Special Construction | 0.09918% | 0.59 | 38350 | 0.59 | 38350
14 | Conveying Systems | 0.5362% | 3.19 | 207350 | 3.19 | 207350
21 | Fire Suppression | 1.081% | 6.43 | 417950 | 6.43 | 417950
22 | Plumbing | 4.087% | 24.31 | 1580150 | 24.31 | 1580150
23 | HVAC | 10.48% | 62.36 | 4053400 | 62.36 | 4053400
26 | Electrical | 12.28% | 73.04 | 4747600 | 73.04 | 4747600
27 | Communications | 4.952% | 29.46 | 1914900 | 29.46 | 1914900
28 | Electronic Security | 0.353% | 2.1 | 136500 | 2.1 | 136500
| Total Building Costs | 100% | 594.88 | 38670450 | 594.88 | 38670450 |  | based on AA - NATIONAL AVG
FILE 63 | ATHLETIC FACILITY / GYM | project size (sq ft): |  | 36300 | adjusted size: | 36300 | ×set target size (sq ft)
Code | Division Name | % | S F Cost | Projected | S F Cost | Projected
0 | Procurement | 1.145% | 3.52 | 127776 | 3.52 | 127776
1 | General Requirements | 5.159% | 15.86 | 575718 | 15.86 | 575718
3 | Concrete | 11.44% | 35.18 | 1277034 | 35.18 | 1277034
4 | Masonry | 3.975% | 12.22 | 443586 | 12.22 | 443586
5 | Metals | 1.812% | 5.57 | 202191 | 5.57 | 202191
6 | Wood, Plastics | 0.2505% | 0.77 | 27951 | 0.77 | 27951
7 | Thermal and Moisture | 0.3904% | 1.2 | 43560 | 1.2 | 43560
8 | Openings | 9.668% | 29.72 | 1078836 | 29.72 | 1078836
9 | Finishes | 10.08% | 30.98 | 1124574 | 30.98 | 1124574
10 | Specialties | 0.3221% | 0.99 | 35937 | 0.99 | 35937
13 | Special Construction | 22.37% | 68.76 | 2495988 | 68.76 | 2495988
14 | Conveying Systems | 1.08% | 3.32 | 120516 | 3.32 | 120516
21 | Fire Suppression | 1.379% | 4.24 | 153912 | 4.24 | 153912
22 | Plumbing | 2.98% | 9.16 | 332508 | 9.16 | 332508
23 | HVAC | 9.636% | 29.62 | 1075206 | 29.62 | 1075206
26 | Electrical | 18.31% | 56.29 | 2043327 | 56.29 | 2043327
| Total Building Costs | 100% | 307.4 | 11158620 | 307.4 | 11158620 |  | based on AA - NATIONAL AVG
FILE 64 | GOLF CENTER | project size (sq ft): |  | 11300 | adjusted size: | 11300 | ×set target size (sq ft)
Code | Division Name | % | S F Cost | Projected | S F Cost | Projected
1 | General Requirements | 14.4% | 71.13 | 803769 | 71.13 | 803769
3 | Concrete | 3.232% | 15.97 | 180461 | 15.97 | 180461
4 | Masonry | 0.3117% | 1.54 | 17402 | 1.54 | 17402
5 | Metals | 2.358% | 11.65 | 131645 | 11.65 | 131645
6 | Wood, Plastics | 2.682% | 13.25 | 149725 | 13.25 | 149725
7 | Thermal and Moisture | 0.04452% | 0.22 | 2486 | 0.22 | 2486
8 | Openings | 2.048% | 10.12 | 114356 | 10.12 | 114356
9 | Finishes | 8.045% | 39.75 | 449175 | 39.75 | 449175
10 | Specialties | 2.748% | 13.58 | 153454 | 13.58 | 153454
13 | Special Construction | 35.26% | 174.23 | 1968799 | 174.23 | 1968799
21 | Fire Suppression | 1.156% | 5.71 | 64523 | 5.71 | 64523
22 | Plumbing | 4.629% | 22.87 | 258431 | 22.87 | 258431
23 | HVAC | 8.108% | 40.06 | 452678 | 40.06 | 452678
26 | Electrical | 9.285% | 45.88 | 518444 | 45.88 | 518444
27 | Communications | 5.213% | 25.76 | 291088 | 25.76 | 291088
28 | Electronic Security | 0.255% | 1.26 | 14238 | 1.26 | 14238
41 | Material Handling Equip. | 0.2287% | 1.13 | 12769 | 1.13 | 12769
| Total Building Costs | 100% | 494.11 | 5583443 | 494.11 | 5583443 |  | based on AA - NATIONAL AVG
FILE 65 | PARISH HALL | project size (sq ft): |  | 11270 | adjusted size: | 11270 | ×set target size (sq ft)
Code | Division Name | % | S F Cost | Projected | S F Cost | Projected
0 | Procurement and Contracting Requirements | 6.358% | 25.23 | 284342.1 | 25.23 | 284342.1
1 | General Requirements | 16.76% | 66.52 | 749680.4 | 66.52 | 749680.4
3 | Concrete | 6.603% | 26.2 | 295274 | 26.2 | 295274
5 | Metals | 18.68% | 74.14 | 835557.8 | 74.14 | 835557.8
6 | Wood, Plastics, and Composites | 0.499% | 1.98 | 22314.6 | 1.98 | 22314.6
7 | Thermal and Moisture Protection | 1.051% | 4.17 | 46995.9 | 4.17 | 46995.9
8 | Openings | 7.205% | 28.59 | 322209.3 | 28.59 | 322209.3
9 | Finishes | 7.742% | 30.72 | 346214.4 | 30.72 | 346214.4
10 | Specialties | 3.208% | 12.73 | 143467.1 | 12.73 | 143467.1
11 | Equipment | 3.188% | 12.65 | 142565.5 | 12.65 | 142565.5
21 | Fire Suppression | 2.568% | 10.19 | 114841.3 | 10.19 | 114841.3
22 | Plumbing | 7.447% | 29.55 | 333028.5 | 29.55 | 333028.5
23 | HVAC | 10.59% | 42.04 | 473790.8 | 42.04 | 473790.8
26 | Electrical | 7.51% | 29.8 | 335846 | 29.8 | 335846
28 | Electronic Safety and Security | 0.5796% | 2.3 | 25921 | 2.3 | 25921
| Total Building Costs | 100% | 396.81 | 4472048.7 | 396.81 | 4472048.7 |  | based on AA - NATIONAL AVG
FILE 66 | CHURCH | project size (sq ft): |  | 20000 | adjusted size: | 20000 | ×set target size (sq ft)
Code | Division Name | % | S F Cost | Projected | S F Cost | Projected
1 | General Requirements | 10.19% | 64.34 | 1286800 | 64.34 | 1286800
3 | Concrete | 5.251% | 33.15 | 663000 | 33.15 | 663000
4 | Masonry | 11.79% | 74.43 | 1488600 | 74.43 | 1488600
5 | Metals | 7.616% | 48.08 | 961600 | 48.08 | 961600
6 | Wood, Plastics, and Composites | 6.159% | 38.88 | 777600 | 38.88 | 777600
7 | Thermal and Moisture Protection | 9.867% | 62.29 | 1245800 | 62.29 | 1245800
8 | Openings | 3.346% | 21.12 | 422400 | 21.12 | 422400
9 | Finishes | 18.31% | 115.6 | 2312000 | 115.6 | 2312000
10 | Specialties | 0.3406% | 2.15 | 43000 | 2.15 | 43000
11 | Equipment | 0.03802% | 0.24 | 4800 | 0.24 | 4800
21 | Fire Suppression | 0.8095% | 5.11 | 102200 | 5.11 | 102200
22 | Plumbing | 4.013% | 25.33 | 506600 | 25.33 | 506600
23 | HVAC | 13.68% | 86.33 | 1726600 | 86.33 | 1726600
26 | Electrical | 8.589% | 54.22 | 1084400 | 54.22 | 1084400
| Total Building Costs | 100% | 631.27 | 12625400 | 631.27 | 12625400 |  | based on AA - NATIONAL AVG
FILE 67 | CHURCH | project size (sq ft): |  | 121530 | adjusted size: | 121530 | ×set target size (sq ft)
Code | Division Name | % | S F Cost | Projected | S F Cost | Projected
0 | Procurement and Contracting Requirements | 8.729% | 34.01 | 4133235.3 | 34.01 | 4133235.3
1 | General Requirements | 9.114% | 35.51 | 4315530.3 | 35.51 | 4315530.3
3 | Concrete | 15.23% | 59.36 | 7214020.8 | 59.36 | 7214020.8
4 | Masonry | 8.554% | 33.33 | 4050594.9 | 33.33 | 4050594.9
5 | Metals | 6.524% | 25.42 | 3089292.6 | 25.42 | 3089292.6
6 | Wood, Plastics, and Composites | 3.408% | 13.28 | 1613918.4 | 13.28 | 1613918.4
7 | Thermal and Moisture Protection | 3.241% | 12.63 | 1534923.9 | 12.63 | 1534923.9
8 | Openings | 8.713% | 33.95 | 4125943.5 | 33.95 | 4125943.5
9 | Finishes | 8.993% | 35.04 | 4258411.2 | 35.04 | 4258411.2
10 | Specialties | 0.4389% | 1.71 | 207816.3 | 1.71 | 207816.3
11 | Equipment | 0.6365% | 2.48 | 301394.4 | 2.48 | 301394.4
12 | Furnishings | 0.3131% | 1.22 | 148266.6 | 1.22 | 148266.6
14 | Conveying Systems | 1.422% | 5.54 | 673276.2 | 5.54 | 673276.2
21 | Fire Suppression | 0.9804% | 3.82 | 464244.6 | 3.82 | 464244.6
22 | Plumbing | 3.752% | 14.62 | 1776768.6 | 14.62 | 1776768.6
23 | HVAC | 8.767% | 34.16 | 4151464.8 | 34.16 | 4151464.8
26 | Electrical | 11.18% | 43.56 | 5293846.8 | 43.56 | 5293846.8
| Total Building Costs | 100% | 389.64 | 47352949.2 | 389.7 | 47352949.2 |  | based on AA - NATIONAL AVG
FILE 68 | CHURCH SOCIAL HALL | project size (sq ft): |  | 23600 | adjusted size: | 23600 | ×set target size (sq ft)
Code | Division Name | % | S F Cost | Projected | S F Cost | Projected
0 | Procurement and Contracting Requirements | 14.79% | 54.99 | 1297764 | 54.99 | 1297764
1 | General Requirements | 3.04% | 11.3 | 266680 | 11.3 | 266680
3 | Concrete | 14.39% | 53.48 | 1262128 | 53.48 | 1262128
4 | Masonry | 1.253% | 4.66 | 109976 | 4.66 | 109976
5 | Metals | 4.298% | 15.98 | 377128 | 15.98 | 377128
6 | Wood, Plastics, and Composites | 13.23% | 49.2 | 1161120 | 49.2 | 1161120
7 | Thermal and Moisture Protection | 4.974% | 18.49 | 436364 | 18.49 | 436364
8 | Openings | 6.956% | 25.86 | 610296 | 25.86 | 610296
9 | Finishes | 11.39% | 42.34 | 999224 | 42.34 | 999224
10 | Specialties | 0.01614% | 0.06 | 1416 | 0.06 | 1416
12 | Furnishings | 0.1426% | 0.53 | 12508 | 0.53 | 12508
14 | Conveying Systems | 1.028% | 3.82 | 90152 | 3.82 | 90152
21 | Fire Suppression | 1.595% | 5.93 | 139948 | 5.93 | 139948
22 | Plumbing | 3.327% | 12.37 | 291932 | 12.37 | 291932
23 | HVAC | 5.888% | 21.89 | 516604 | 21.89 | 516604
26 | Electrical | 13.68% | 50.87 | 1200532 | 50.87 | 1200532
| Total Building Costs | 100% | 371.77 | 8773772 | 371.77 | 8773772 |  | based on AA - NATIONAL AVG
FILE 69 | CHURCH WELCOME CENTER | project size (sq ft): |  | 8780 | adjusted size: | 8780 | ×set target size (sq ft)
Code | Division Name | % | S F Cost | Projected | S F Cost | Projected
0 | Procurement and Contracting Requirements | 13.78% | 49.49 | 434522.2 | 49.49 | 434522.2
1 | General Requirements | 12.43% | 44.64 | 391939.2 | 44.64 | 391939.2
3 | Concrete | 5.053% | 18.15 | 159357 | 18.15 | 159357
4 | Masonry | 4.585% | 16.47 | 144606.6 | 16.47 | 144606.6
5 | Metals | 6.431% | 23.1 | 202818 | 23.1 | 202818
6 | Wood, Plastics, and Composites | 5.849% | 21.01 | 184467.8 | 21.01 | 184467.8
7 | Thermal and Moisture Protection | 5.281% | 18.97 | 166556.6 | 18.97 | 166556.6
8 | Openings | 5.746% | 20.64 | 181219.2 | 20.64 | 181219.2
9 | Finishes | 15.68% | 56.31 | 494401.8 | 56.31 | 494401.8
10 | Specialties | 0.3869% | 1.39 | 12204.2 | 1.39 | 12204.2
11 | Equipment | 0.3424% | 1.23 | 10799.4 | 1.23 | 10799.4
14 | Conveying Systems | 3.179% | 11.42 | 100267.6 | 11.42 | 100267.6
21 | Fire Suppression | 3.04% | 10.92 | 95877.6 | 10.92 | 95877.6
22 | Plumbing | 4.279% | 15.37 | 134948.6 | 15.37 | 134948.6
23 | HVAC | 4.835% | 17.37 | 152508.6 | 17.37 | 152508.6
26 | Electrical | 9.114% | 32.74 | 287457.2 | 32.74 | 287457.2
| Total Building Costs | 100% | 359.22 | 3153951.6 | 359.22 | 3153951.6 |  | based on AA - NATIONAL AVG
FILE 70 | CHURCH | project size (sq ft): |  | 46750 | adjusted size: | 46750 | ×set target size (sq ft)
Code | Division Name | % | S F Cost | Projected | S F Cost | Projected
1 | General Requirements | 18.1% | 129.94 | 6074695 | 129.94 | 6074695
3 | Concrete | 8.249% | 59.23 | 2769002.5 | 59.23 | 2769002.5
4 | Masonry | 10.99% | 78.9 | 3688575 | 78.9 | 3688575
5 | Metals | 7.14% | 51.27 | 2396872.5 | 51.27 | 2396872.5
6 | Wood & Plastics | 12.12% | 87.01 | 4067717.5 | 87.01 | 4067717.5
7 | Thermal & Moisture Protection | 4.227% | 30.35 | 1418862.5 | 30.35 | 1418862.5
8 | Doors & Windows | 3.89% | 27.93 | 1305727.5 | 27.93 | 1305727.5
9 | Finishes | 14.77% | 106.08 | 4959240 | 106.08 | 4959240
10 | Specialties | 0.6072% | 4.36 | 203830 | 4.36 | 203830
11 | Equipment | 0.2326% | 1.67 | 78072.5 | 1.67 | 78072.5
15 | Mechanical | 12.01% | 86.24 | 4031720 | 86.24 | 4031720
16 | Electrical | 7.671% | 55.08 | 2574990 | 55.08 | 2574990
| Total Building Costs | 100% | 718.06 | 33569305 | 718.06 | 33569305 |  | based on AA - NATIONAL AVG
FILE 71 | COMMUNITY CHURCH RENOVATION | project size (sq ft): |  | 116520 | adjusted size: | 116520 | ×set target size (sq ft)
Code | Division Name | % | S F Cost | Projected | S F Cost | Projected
0 | Procurement | 5.765% | 8.11 | 944977.2 | 8.11 | 944977.2
1 | General Requirements | 4.883% | 6.87 | 800492.4 | 6.87 | 800492.4
3 | Concrete | 6.113% | 8.6 | 1002072 | 8.6 | 1002072
4 | Masonry | 6.298% | 8.86 | 1032367.2 | 8.86 | 1032367.2
5 | Metals | 18.73% | 26.35 | 3070302 | 26.35 | 3070302
6 | Wood, Plastics | 2.751% | 3.87 | 450932.4 | 3.87 | 450932.4
7 | Thermal and Moisture | 8.16% | 11.48 | 1337649.6 | 11.48 | 1337649.6
8 | Openings | 5.146% | 7.24 | 843604.8 | 7.24 | 843604.8
9 | Finishes | 10.53% | 14.81 | 1725661.2 | 14.81 | 1725661.2
10 | Specialties | 0.9881% | 1.39 | 161962.8 | 1.39 | 161962.8
11 | Equipment | 0.6753% | 0.95 | 110694 | 0.95 | 110694
14 | Conveying Systems | 0.4123% | 0.58 | 67581.6 | 0.58 | 67581.6
21 | Fire Suppression | 1.734% | 2.44 | 284308.8 | 2.44 | 284308.8
22 | Plumbing | 2.68% | 3.77 | 439280.4 | 3.77 | 439280.4
23 | HVAC | 12.41% | 17.46 | 2034439.2 | 17.46 | 2034439.2
26 | Electrical | 12.71% | 17.88 | 2083377.6 | 17.88 | 2083377.6
| Total Building Costs | 99.99% | 140.68 | 16389703.2 | 140.68 | 16389703.2 |  | based on AA - NATIONAL AVG
FILE 72 | CHURCH | project size (sq ft): |  | 8350 | adjusted size: | 8350 | ×set target size (sq ft)
Code | Division Name | % | S F Cost | Projected | S F Cost | Projected
1 | General Requirements | 6.728% | 20.37 | 170089.5 | 20.37 | 170089.5
3 | Concrete | 6.206% | 18.79 | 156896.5 | 18.79 | 156896.5
4 | Masonry | 5.803% | 17.57 | 146709.5 | 17.57 | 146709.5
5 | Metals | 9.397% | 28.45 | 237557.5 | 28.45 | 237557.5
6 | Wood, Plastics | 10.96% | 33.18 | 277053 | 33.18 | 277053
7 | Thermal and Moisture | 5.731% | 17.35 | 144872.5 | 17.35 | 144872.5
8 | Openings | 7.372% | 22.32 | 186372 | 22.32 | 186372
9 | Finishes | 16.17% | 48.96 | 408816 | 48.96 | 408816
10 | Specialties | 0.6342% | 1.92 | 16032 | 1.92 | 16032
12 | Furnishings | 2.408% | 7.29 | 60871.5 | 7.29 | 60871.5
21 | Fire Suppression | 5.565% | 16.85 | 140697.5 | 16.85 | 140697.5
22 | Plumbing | 7.795% | 23.6 | 197060 | 23.6 | 197060
23 | HVAC | 5.661% | 17.14 | 143119 | 17.14 | 143119
26 | Electrical | 9.298% | 28.15 | 235052.5 | 28.15 | 235052.5
28 | Electronic Security | 0.2708% | 0.82 | 6847 | 0.82 | 6847
| Total Building Costs | 100% | 302.76 | 2528046 | 302.76 | 2528046 |  | based on AA - NATIONAL AVG
FILE 73 | SENIOR HOUSING | project size (sq ft): |  | 46940 | adjusted size: | 46940 | ×set target size (sq ft)
Code | Division Name | % | S F Cost | Projected | S F Cost | Projected
0 | Procurement and Contracting Requirements | 0.6646% | 1.56 | 73226.4 | 1.56 | 73226.4
1 | General Requirements | 8.236% | 19.33 | 907350.2 | 19.33 | 907350.2
3 | Concrete | 5.956% | 13.98 | 656221.2 | 13.98 | 656221.2
4 | Masonry | 3.217% | 7.55 | 354397 | 7.55 | 354397
5 | Metals | 1.743% | 4.09 | 191984.6 | 4.09 | 191984.6
6 | Wood, Plastics, and Composites | 11.15% | 26.17 | 1228419.8 | 26.17 | 1228419.8
7 | Thermal and Moisture Protection | 8.798% | 20.65 | 969311 | 20.65 | 969311
8 | Openings | 7.354% | 17.26 | 810184.4 | 17.26 | 810184.4
9 | Finishes | 13.54% | 31.79 | 1492222.6 | 31.79 | 1492222.6
10 | Specialties | 1.146% | 2.69 | 126268.6 | 2.69 | 126268.6
11 | Equipment | 2.36% | 5.54 | 260047.6 | 5.54 | 260047.6
12 | Furnishings | 4.069% | 9.55 | 448277 | 9.55 | 448277
14 | Conveying Systems | 1.24% | 2.91 | 136595.4 | 2.91 | 136595.4
21 | Fire Suppression | 1.291% | 3.03 | 142228.2 | 3.03 | 142228.2
22 | Plumbing | 6.915% | 16.23 | 761836.2 | 16.23 | 761836.2
23 | HVAC | 8.385% | 19.68 | 923779.2 | 19.68 | 923779.2
26 | Electrical | 12.26% | 28.78 | 1350933.2 | 28.78 | 1350933.2
27 | Communications | 0.3408% | 0.8 | 37552 | 0.8 | 37552
28 | Electronic Safety and Security | 1.329% | 3.12 | 146452.8 | 3.12 | 146452.8
| Total Building Costs | 100% | 234.71 | 11017287.4 | 234.71 | 11017287.4 |  | based on AA - NATIONAL AVG
FILE 74 | TOWNHOMES | project size (sq ft): |  | 5340 | adjusted size: | 5340 | ×set target size (sq ft)
Code | Division Name | % | S F Cost | Projected | S F Cost | Projected
0 | Procurement and Contracting Requirements | 1.827% | 6.29 | 33588.6 | 6.29 | 33588.6
1 | General Requirements | 30.14% | 103.79 | 554238.6 | 103.79 | 554238.6
3 | Concrete | 2.779% | 9.57 | 51103.8 | 9.57 | 51103.8
4 | Masonry | 5.809% | 20 | 106800 | 20 | 106800
5 | Metals | 1.623% | 5.59 | 29850.6 | 5.59 | 29850.6
6 | Wood, Plastics, and Composites | 11.08% | 38.16 | 203774.4 | 38.16 | 203774.4
7 | Thermal and Moisture Protection | 11.1% | 38.23 | 204148.2 | 38.23 | 204148.2
8 | Openings | 7.008% | 24.13 | 128854.2 | 24.13 | 128854.2
9 | Finishes | 9.668% | 33.29 | 177768.6 | 33.29 | 177768.6
10 | Specialties | 0.8713% | 3 | 16020 | 3 | 16020
11 | Equipment | 1.173% | 4.04 | 21573.6 | 4.04 | 21573.6
12 | Furnishings | 2.245% | 7.73 | 41278.2 | 7.73 | 41278.2
21 | Fire Suppression | 1.516% | 5.22 | 27874.8 | 5.22 | 27874.8
22 | Plumbing | 5.251% | 18.08 | 96547.2 | 18.08 | 96547.2
23 | HVAC | 0.08132% | 0.28 | 1495.2 | 0.28 | 1495.2
26 | Electrical | 7.818% | 26.92 | 143752.8 | 26.92 | 143752.8
| Total Building Costs | 100% | 344.32 | 1838668.8 | 344.32 | 1838668.8 |  | based on AA - NATIONAL AVG
FILE 75 | RETIREMENT COMMUNITY | project size (sq ft): |  | 53240 | adjusted size: | 53240 | ×set target size (sq ft)
Code | Division Name | % | S F Cost | Projected | S F Cost | Projected
1 | General Requirements | 8.585% | 17.37 | 924778.8 | 17.37 | 924778.8
3 | Concrete | 3.751% | 7.59 | 404091.6 | 7.59 | 404091.6
4 | Masonry | 4.196% | 8.49 | 452007.6 | 8.49 | 452007.6
5 | Metals | 3.178% | 6.43 | 342333.2 | 6.43 | 342333.2
6 | Wood, Plastics, and Composites | 17.34% | 35.08 | 1867659.2 | 35.08 | 1867659.2
7 | Thermal and Moisture Protection | 7.365% | 14.9 | 793276 | 14.9 | 793276
8 | Openings | 4.646% | 9.4 | 500456 | 9.4 | 500456
9 | Finishes | 9.712% | 19.65 | 1046166 | 19.65 | 1046166
11 | Equipment | 6.287% | 12.72 | 677212.8 | 12.72 | 677212.8
12 | Furnishings | 0.2224% | 0.45 | 23958 | 0.45 | 23958
21 | Fire Suppression | 3.089% | 6.25 | 332750 | 6.25 | 332750
22 | Plumbing | 10.32% | 20.87 | 1111118.8 | 20.87 | 1111118.8
23 | HVAC | 9.534% | 19.29 | 1026999.6 | 19.29 | 1026999.6
26 | Electrical | 10.04% | 20.32 | 1081836.8 | 20.32 | 1081836.8
27 | Communications | 1.735% | 3.51 | 186872.4 | 3.51 | 186872.4
| Total Building Costs | 100% | 202.32 | 10771516.8 | 202.32 | 10771516.8 |  | based on AA - NATIONAL AVG
FILE 76 | SINGLE-FAMILY SUBDIVISION | project size (sq ft): |  | 1500 | adjusted size: | 1500 | ×set target size (sq ft)
Code | Division Name | % | S F Cost | Projected | S F Cost | Projected
1 | General Requirements | 16.68% | 32.63 | 48945 | 32.63 | 48945
3 | Concrete | 9.152% | 17.9 | 26850 | 17.9 | 26850
4 | Masonry | 0.8436% | 1.65 | 2475 | 1.65 | 2475
6 | Wood, Plastics, and Composites | 34.02% | 66.54 | 99810 | 66.54 | 99810
7 | Thermal and Moisture Protection | 4.453% | 8.71 | 13065 | 8.71 | 13065
8 | Openings | 7.475% | 14.62 | 21930 | 14.62 | 21930
9 | Finishes | 11.93% | 23.34 | 35010 | 23.34 | 35010
10 | Specialties | 0.2301% | 0.45 | 675 | 0.45 | 675
11 | Equipment | 0.5522% | 1.08 | 1620 | 1.08 | 1620
22 | Plumbing | 6.376% | 12.47 | 18705 | 12.47 | 18705
23 | HVAC | 4.07% | 7.96 | 11940 | 7.96 | 11940
26 | Electrical | 4.213% | 8.24 | 12360 | 8.24 | 12360
| Total Building Costs | 100% | 195.59 | 293385 | 195.59 | 293385 |  | based on AA - NATIONAL AVG
FILE 77 | APARTMENTS | project size (sq ft): |  | 27000 | adjusted size: | 27000 | ×set target size (sq ft)
Code | Division Name | % | S F Cost | Projected | S F Cost | Projected
0 | Procurement and Contracting Requirements | 0.6247% | 1 | 27000 | 1 | 27000
1 | General Requirements | 21.03% | 33.67 | 909090 | 33.67 | 909090
3 | Concrete | 1.162% | 1.86 | 50220 | 1.86 | 50220
4 | Masonry | 7.703% | 12.33 | 332910 | 12.33 | 332910
5 | Metals | 0.7122% | 1.14 | 30780 | 1.14 | 30780
6 | Wood, Plastics, and Composites | 13.86% | 22.18 | 598860 | 22.18 | 598860
7 | Thermal and Moisture Protection | 8.515% | 13.63 | 368010 | 13.63 | 368010
8 | Openings | 12.27% | 19.64 | 530280 | 19.64 | 530280
9 | Finishes | 13.42% | 21.48 | 579960 | 21.48 | 579960
10 | Specialties | 0.4436% | 0.71 | 19170 | 0.71 | 19170
11 | Equipment | 1.05% | 1.68 | 45360 | 1.68 | 45360
12 | Furnishings | 0.3186% | 0.51 | 13770 | 0.51 | 13770
14 | Conveying Systems | 2.361% | 3.78 | 102060 | 3.78 | 102060
21 | Fire Suppression | 2.699% | 4.32 | 116640 | 4.32 | 116640
22 | Plumbing | 4.842% | 7.75 | 209250 | 7.75 | 209250
26 | Electrical | 8.99% | 14.39 | 388530 | 14.39 | 388530
| Total Building Costs | 100% | 160.07 | 4321890 | 160.07 | 4321890 |  | based on AA - NATIONAL AVG
FILE 78 | APARTMENTS RENOVATION | project size (sq ft): |  | 2250 | adjusted size: | 2250 | ×set target size (sq ft)
Code | Division Name | % | S F Cost | Projected | S F Cost | Projected
1 | General Requirements | 22.8% | 38.79 | 87277.5 | 38.79 | 87277.5
3 | Concrete | 1.035% | 1.76 | 3960 | 1.76 | 3960
6 | Wood, Plastics, and Composites | 6.414% | 10.91 | 24547.5 | 10.91 | 24547.5
8 | Openings | 1.911% | 3.25 | 7312.5 | 3.25 | 7312.5
9 | Finishes | 16.18% | 27.52 | 61920 | 27.52 | 61920
10 | Specialties | 2.651% | 4.51 | 10147.5 | 4.51 | 10147.5
11 | Equipment | 9.248% | 15.73 | 35392.5 | 15.73 | 35392.5
21 | Fire Suppression | 5.203% | 8.85 | 19912.5 | 8.85 | 19912.5
22 | Plumbing | 19.53% | 33.22 | 74745 | 33.22 | 74745
23 | HVAC | 5.203% | 8.85 | 19912.5 | 8.85 | 19912.5
26 | Electrical | 9.824% | 16.71 | 37597.5 | 16.71 | 37597.5
| Total Building Costs | 100% | 170.1 | 382725 | 170.1 | 382725 |  | based on AA - NATIONAL AVG
FILE 79 | CUSTOM HOUSE | project size (sq ft): |  | 5090 | adjusted size: | 5090 | ×set target size (sq ft)
Code | Division Name | % | S F Cost | Projected | S F Cost | Projected
0 | Procurement | 1.108% | 8 | 40720 | 8 | 40720
3 | Concrete | 17.96% | 129.68 | 660071.2 | 129.68 | 660071.2
5 | Metals | 30.78% | 222.22 | 1131099.8 | 222.22 | 1131099.8
6 | Wood, Plastics | 1.527% | 11.02 | 56091.8 | 11.02 | 56091.8
7 | Thermal and Moisture | 7.792% | 56.25 | 286312.5 | 56.25 | 286312.5
8 | Openings | 10.29% | 74.29 | 378136.1 | 74.29 | 378136.1
9 | Finishes | 5.8% | 41.87 | 213118.3 | 41.87 | 213118.3
10 | Specialties | 1.65% | 11.91 | 60621.9 | 11.91 | 60621.9
11 | Equipment | 3.413% | 24.64 | 125417.6 | 24.64 | 125417.6
12 | Furnishings | 2.676% | 19.32 | 98338.8 | 19.32 | 98338.8
14 | Conveying Systems | 0.942% | 6.8 | 34612 | 6.8 | 34612
21 | Fire Suppression | 0.5597% | 4.04 | 20563.6 | 4.04 | 20563.6
22 | Plumbing | 1.977% | 14.27 | 72634.3 | 14.27 | 72634.3
23 | HVAC | 6.298% | 45.46 | 231391.4 | 45.46 | 231391.4
26 | Electrical | 6.518% | 47.05 | 239484.5 | 47.05 | 239484.5
27 | Communications | 0.6968% | 5.03 | 25602.7 | 5.03 | 25602.7
| Total Building Costs | 100% | 721.85 | 3674216.5 | 721.85 | 3674216.5 |  | based on AA - NATIONAL AVG
FILE 80 | KITCHEN REMODEL | project size (sq ft): |  | 160 | adjusted size: | 160 | ×set target size (sq ft)
Code | Division Name | % | S F Cost | Projected | S F Cost | Projected
1 | General Requirements | 1.695% | 7 | 1120 | 7 | 660867.2
6 | Wood & Plastics | 62.92% | 259.87 | 41579.2 | 259.87 | 24534222.752
9 | Finishes | 7.489% | 30.93 | 4948.8 | 30.93 | 2920088.928
11 | Equipment | 7.695% | 31.78 | 5084.8 | 31.78 | 3000337.088
12 | Furnishings | 1.036% | 4.28 | 684.8 | 4.28 | 404073.088
22 | Plumbing | 3.322% | 13.72 | 2195.2 | 13.72 | 1295299.712
23 | HVAC | 2.211% | 9.13 | 1460.8 | 9.13 | 861959.648
26 | Electrical | 13.63% | 56.28 | 9004.8 | 56.28 | 5313372.288
| Total Building Costs | 100% | 412.99 | 66078.4 | 412.99 | 38990220.704 |  | based on AA - NATIONAL AVG

## UNIT COSTS1
Please note that the data contained in this Excel file is protected by the United States Copyright Act of 1976 and is licensed exclusively for your personal use. Copying, sharing or hosting this file on a server for shared use is in violation of US and international copyright law.
BN2M_NO2 | MAIN DIVISION | SUBDIVISION | MAJOR CLASSIFICATION | DESCRIPTION | UNIT | TOTAL COST
012100101040 | GENERAL | ALLOWANCES | ALLOWANCES | Overhead, $20,000 project, average | PCT | 20
012100101060 | GENERAL | ALLOWANCES | ALLOWANCES | Overhead, $20,000 project, maximum | PCT | 40
012100101100 | GENERAL | ALLOWANCES | ALLOWANCES | Overhead, $100,000 project, minimum | PCT | 12
012100101120 | GENERAL | ALLOWANCES | ALLOWANCES | Overhead, $100,000 project, average | PCT | 15
012100101140 | GENERAL | ALLOWANCES | ALLOWANCES | Overhead, $100,000 project, maximum | PCT | 25
012100101170 | GENERAL | ALLOWANCES | ALLOWANCES | Overhead, $500,000 project, minimum | PCT | 10
012100101180 | GENERAL | ALLOWANCES | ALLOWANCES | Overhead, $500,000 project, average | PCT | 12
012100101200 | GENERAL | ALLOWANCES | ALLOWANCES | Overhead, $500,000 project, maximum | PCT | 20
012100101240 | GENERAL | ALLOWANCES | ALLOWANCES | Overhead, $1,000,000 project, minimum | PCT | 6
012100101260 | GENERAL | ALLOWANCES | ALLOWANCES | Overhead, $1,000,000 project, average | PCT | 10
012100101280 | GENERAL | ALLOWANCES | ALLOWANCES | Overhead, $1,000,000 project, maximum | PCT | 12
012100101385 | GENERAL | ALLOWANCES | ALLOWANCES | Overhead, $10,000,000 project, minimum | PCT | 1.5
012100101386 | GENERAL | ALLOWANCES | ALLOWANCES | Overhead, $10,000,000 project, average | PCT | 5
012100101388 | GENERAL | ALLOWANCES | ALLOWANCES | Overhead, $10,000,000 project, maximum | PCT | 8
012100101520 | GENERAL | ALLOWANCES | ALLOWANCES | Profit, $20,000 project, minimum | PCT | 10
012100101540 | GENERAL | ALLOWANCES | ALLOWANCES | Profit, $20,000 project, average | PCT | 15
012100101560 | GENERAL | ALLOWANCES | ALLOWANCES | Profit, $20,000 project, maximum | PCT | 25
012100101600 | GENERAL | ALLOWANCES | ALLOWANCES | Profit, $100,000 project, minimum | PCT | 10
012100101620 | GENERAL | ALLOWANCES | ALLOWANCES | Profit, $100,000 project, average | PCT | 12
012100101640 | GENERAL | ALLOWANCES | ALLOWANCES | Profit, $100,000 project, maximum | PCT | 20
012100101680 | GENERAL | ALLOWANCES | ALLOWANCES | Profit, $500,000 project, minimum | PCT | 5
012100101700 | GENERAL | ALLOWANCES | ALLOWANCES | Profit, $500,000 project, average | PCT | 10
012100101720 | GENERAL | ALLOWANCES | ALLOWANCES | Profit, $500,000 project, maximum | PCT | 15
012100101760 | GENERAL | ALLOWANCES | ALLOWANCES | Profit, $1,000,000 project, minimum | PCT | 3
012100101780 | GENERAL | ALLOWANCES | ALLOWANCES | Profit, $1,000,000 project, average | PCT | 8
012100101800 | GENERAL | ALLOWANCES | ALLOWANCES | Profit, $1,000,000 project, maximum | PCT | 15
012100102140 | GENERAL | ALLOWANCES | ALLOWANCES | Architectural fee, $100,000, minimum | PCT | 5
012100102160 | GENERAL | ALLOWANCES | ALLOWANCES | Architectural fee, $100,000, average | PCT | 10
012100102180 | GENERAL | ALLOWANCES | ALLOWANCES | Architectural fee, $100,000, maximum | PCT | 20
012100102220 | GENERAL | ALLOWANCES | ALLOWANCES | Architectural fee, $500,000 project, minimum | PCT | 5
012100102240 | GENERAL | ALLOWANCES | ALLOWANCES | Architectural fee, $500,000 project, average | PCT | 8
012100102260 | GENERAL | ALLOWANCES | ALLOWANCES | Architectural fee, $500,000 project, maximum | PCT | 12
012100102300 | GENERAL | ALLOWANCES | ALLOWANCES | Architectural fee, $1,000,000 project, minimum | PCT | 3.5
012100102320 | GENERAL | ALLOWANCES | ALLOWANCES | Architectural fee, $1,000,000 project, average | PCT | 7
012100102340 | GENERAL | ALLOWANCES | ALLOWANCES | Architectural fee, $1,000,000 project, maximum | PCT | 10
012100102380 | GENERAL | ALLOWANCES | ALLOWANCES | Structural Engineering, min | PCT | 2
012100102400 | GENERAL | ALLOWANCES | ALLOWANCES | Structural Engineering, avg | PCT | 3
012100102420 | GENERAL | ALLOWANCES | ALLOWANCES | Structural Engineering, max | PCT | 5
012100102460 | GENERAL | ALLOWANCES | ALLOWANCES | Mechanical Engineering, min | PCT | 4
012100102480 | GENERAL | ALLOWANCES | ALLOWANCES | Mechanical Engineering, avg | PCT | 5
012100102500 | GENERAL | ALLOWANCES | ALLOWANCES | Mechanical Engineering, max | PCT | 15
012100102540 | GENERAL | ALLOWANCES | ALLOWANCES | Electrical Engineering, min | PCT | 3
012100102560 | GENERAL | ALLOWANCES | ALLOWANCES | Electrical Engineering, avg | PCT | 5
012100102580 | GENERAL | ALLOWANCES | ALLOWANCES | Electrical Engineering, max | PCT | 12
012100105020 | GENERAL | ALLOWANCES | ALLOWANCES | Sales tax, minimum | PCT | 4
012100105040 | GENERAL | ALLOWANCES | ALLOWANCES | Sales tax, average | PCT | 5
012100105060 | GENERAL | ALLOWANCES | ALLOWANCES | Sales tax, maximum | PCT | 10
012100105100 | GENERAL | ALLOWANCES | ALLOWANCES | Taxes, unemployment, minimum | PCT | 3
012100105120 | GENERAL | ALLOWANCES | ALLOWANCES | Taxes, unemployment, average | PCT | 6.5
012100105140 | GENERAL | ALLOWANCES | ALLOWANCES | Taxes, unemployment, maximum | PCT | 8
012100105200 | GENERAL | ALLOWANCES | ALLOWANCES | Social security (FICA) | PCT | 7.85
013113001020 | GENERAL | PROJECT MANAGEMENT AND COORDINATION | FIELD STAFF | Field staff, superintendent, minimum | YEAR | 110437
013113001040 | GENERAL | PROJECT MANAGEMENT AND COORDINATION | FIELD STAFF | Field staff, superintendent, average | YEAR | 138066
013113001060 | GENERAL | PROJECT MANAGEMENT AND COORDINATION | FIELD STAFF | Field staff, superintendent, maximum | YEAR | 165846
013113001100 | GENERAL | PROJECT MANAGEMENT AND COORDINATION | FIELD STAFF | Field staff, field engineer, minimum | YEAR | 108926
013113001120 | GENERAL | PROJECT MANAGEMENT AND COORDINATION | FIELD STAFF | Field staff, field engineer, average | YEAR | 125023
013113001140 | GENERAL | PROJECT MANAGEMENT AND COORDINATION | FIELD STAFF | Field staff, field engineer, maximum | YEAR | 143686
013113001180 | GENERAL | PROJECT MANAGEMENT AND COORDINATION | FIELD STAFF | Field staff, foreman, minimum | YEAR | 73404
013113001200 | GENERAL | PROJECT MANAGEMENT AND COORDINATION | FIELD STAFF | Field staff, foreman, average | YEAR | 117391
013113001220 | GENERAL | PROJECT MANAGEMENT AND COORDINATION | FIELD STAFF | Field staff, foreman, maximum | YEAR | 137442
013113001260 | GENERAL | PROJECT MANAGEMENT AND COORDINATION | FIELD STAFF | Field staff, bookkeeper/timekeeper, minimum | YEAR | 42460
013113001280 | GENERAL | PROJECT MANAGEMENT AND COORDINATION | FIELD STAFF | Field staff, bookkeeper/timekeeper, average | YEAR | 55448
013113001300 | GENERAL | PROJECT MANAGEMENT AND COORDINATION | FIELD STAFF | Field staff, bookkeeper/timekeeper, maximum | YEAR | 71739
013113001340 | GENERAL | PROJECT MANAGEMENT AND COORDINATION | FIELD STAFF | Field staff, watchman, minimum | YEAR | 31637
013113001360 | GENERAL | PROJECT MANAGEMENT AND COORDINATION | FIELD STAFF | Field staff, watchman, average | YEAR | 42322
012100101020 | GENERAL | ALLOWANCES | ALLOWANCES | Overhead, $20,000 project, minimum | PCT | 15
013113001380 | GENERAL | PROJECT MANAGEMENT AND COORDINATION | FIELD STAFF | Field staff, watchman, maximum | YEAR | 53422
013213001020 | GENERAL | CONSTRUCTION PROGRESS DOCUMENTATION | SCHEDULING | Scheduling for $100,000 project, minimum | PCT | 1
013213001040 | GENERAL | CONSTRUCTION PROGRESS DOCUMENTATION | SCHEDULING | Scheduling for $100,000 project, average | PCT | 2
013213001060 | GENERAL | CONSTRUCTION PROGRESS DOCUMENTATION | SCHEDULING | Scheduling for $100,000 project, maximum | PCT | 6
013213001100 | GENERAL | CONSTRUCTION PROGRESS DOCUMENTATION | SCHEDULING | Scheduling for, $500,000 project, minimum | PCT | 0.5
013213001120 | GENERAL | CONSTRUCTION PROGRESS DOCUMENTATION | SCHEDULING | Scheduling for, $500,000 project, average | PCT | 1
013213001140 | GENERAL | CONSTRUCTION PROGRESS DOCUMENTATION | SCHEDULING | Scheduling for, $500,000 project, maximum | PCT | 2
013213001180 | GENERAL | CONSTRUCTION PROGRESS DOCUMENTATION | SCHEDULING | Scheduling for, $1,000,000 project, minimum | PCT | 0.5
013213001200 | GENERAL | CONSTRUCTION PROGRESS DOCUMENTATION | SCHEDULING | Scheduling for, $1,000,000 project, average | PCT | 0.75
013213001220 | GENERAL | CONSTRUCTION PROGRESS DOCUMENTATION | SCHEDULING | Scheduling for, $1,000,000 project, maximum | PCT | 1.5
013213004020 | GENERAL | CONSTRUCTION PROGRESS DOCUMENTATION | SCHEDULING | Scheduling software, not incl computer, minimum | EA | 759
013213004040 | GENERAL | CONSTRUCTION PROGRESS DOCUMENTATION | SCHEDULING | Scheduling software, not incl computer, average | EA | 4335
013213004060 | GENERAL | CONSTRUCTION PROGRESS DOCUMENTATION | SCHEDULING | Scheduling software, not incl computer, maximum | EA | 86702
013223001000 | GENERAL | CONSTRUCTION PROGRESS DOCUMENTATION | SURVEYING | Surveying, small crew | DAY | 1322
013223001020 | GENERAL | CONSTRUCTION PROGRESS DOCUMENTATION | SURVEYING | Surveying, average crew | DAY | 1984
013223001040 | GENERAL | CONSTRUCTION PROGRESS DOCUMENTATION | SURVEYING | Surveying, large crew | DAY | 2608
013223002020 | GENERAL | CONSTRUCTION PROGRESS DOCUMENTATION | SURVEYING | Lot lines and boundaries, minimum | ACRE | 946
013223002040 | GENERAL | CONSTRUCTION PROGRESS DOCUMENTATION | SURVEYING | Lot lines and boundaries, average | ACRE | 1946
013223002060 | GENERAL | CONSTRUCTION PROGRESS DOCUMENTATION | SURVEYING | Lot lines and boundaries, maximum | ACRE | 3171
013233001020 | GENERAL | CONSTRUCTION PROGRESS DOCUMENTATION | JOB REQUIREMENTS | Job photographs, small jobs, minimum | EA | 185
013233001040 | GENERAL | CONSTRUCTION PROGRESS DOCUMENTATION | JOB REQUIREMENTS | Job photographs, small jobs, average | EA | 284
013233001060 | GENERAL | CONSTRUCTION PROGRESS DOCUMENTATION | JOB REQUIREMENTS | Job photographs, small jobs, maximum | EA | 662
013233001100 | GENERAL | CONSTRUCTION PROGRESS DOCUMENTATION | JOB REQUIREMENTS | Job photographs, large projects, minimum | EA | 946
013233001120 | GENERAL | CONSTRUCTION PROGRESS DOCUMENTATION | JOB REQUIREMENTS | Job photographs, large projects, average | EA | 1419
013233001140 | GENERAL | CONSTRUCTION PROGRESS DOCUMENTATION | JOB REQUIREMENTS | Job photographs, large projects, maximum | EA | 4729
014523001100 | GENERAL | QUALITY CONTROL | TESTING | Testing concrete, per test, minimum | EA | 32.01
014523001120 | GENERAL | QUALITY CONTROL | TESTING | Testing concrete, per test, average | EA | 53.34
014523001140 | GENERAL | QUALITY CONTROL | TESTING | Testing concrete, per test, maximum | EA | 107
014523001180 | GENERAL | QUALITY CONTROL | TESTING | Soil testing, per test, minimum | EA | 65.55
014523001200 | GENERAL | QUALITY CONTROL | TESTING | Soil testing, per test, average | EA | 164
014523001220 | GENERAL | QUALITY CONTROL | TESTING | Soil testing, per test, maximum | EA | 437
014523001260 | GENERAL | QUALITY CONTROL | TESTING | Testing, welding, per test, minimum | EA | 32.04
014523001280 | GENERAL | QUALITY CONTROL | TESTING | Testing, welding, per test, average | EA | 53.42
014523001300 | GENERAL | QUALITY CONTROL | TESTING | Testing, welding, per test, maximum | EA | 213
015219000100 | GENERAL | CONSTRUCTION FACILITIES | SANITARY FACILITIES | Porta Potty, Rental per Day Min. | EA | 87.07
015219000120 | GENERAL | CONSTRUCTION FACILITIES | SANITARY FACILITIES | Porta Potty, Rental per Day Max. | EA | 218
015219000140 | GENERAL | CONSTRUCTION FACILITIES | SANITARY FACILITIES | Porta Potty, Rental per Month Min. | EA | 254
015219000160 | GENERAL | CONSTRUCTION FACILITIES | SANITARY FACILITIES | Porta Potty, Rental per Month Max. | EA | 435
015219000200 | GENERAL | CONSTRUCTION FACILITIES | SANITARY FACILITIES | ADA Porta Potty, Rental per Day Min. | EA | 145
015219000220 | GENERAL | CONSTRUCTION FACILITIES | SANITARY FACILITIES | ADA Porta Potty, Rental per Day Max. | EA | 218
015219000240 | GENERAL | CONSTRUCTION FACILITIES | SANITARY FACILITIES | ADA Porta Potty, Rental per Month Min. | EA | 435
015219000260 | GENERAL | CONSTRUCTION FACILITIES | SANITARY FACILITIES | ADA Porta Potty, Rental per Month Max. | EA | 726
015219000280 | GENERAL | CONSTRUCTION FACILITIES | SANITARY FACILITIES | Porta Potty, Purchase, Min. | EA | 1016
015219005000 | GENERAL | CONSTRUCTION FACILITIES | SANITARY FACILITIES | Porta Potty, additional servicing | EA | 49.5
015219005200 | GENERAL | CONSTRUCTION FACILITIES | SANITARY FACILITIES | Porta Potty, delivery | EA | 66
015400101040 | GENERAL | CONSTRUCTION AIDS | CONSTRUCTION AIDS | Staging, rent, per month, LF of base, 10'high | LF | 18.12
015400101060 | GENERAL | CONSTRUCTION AIDS | CONSTRUCTION AIDS | Staging, rent, per month, LF of base, 20'high | LF | 32.85
015400101080 | GENERAL | CONSTRUCTION AIDS | CONSTRUCTION AIDS | Staging/scaffolding, rent per month, lf base, 30'h | LF | 45.96
015400101100 | GENERAL | CONSTRUCTION AIDS | CONSTRUCTION AIDS | Staging/scaffolding, rent per month, lf base, 40'h | LF | 52.91
015400101120 | GENERAL | CONSTRUCTION AIDS | CONSTRUCTION AIDS | Staging/scaffolding, rent per month, lf base, 50'h | LF | 62.99
015400101160 | GENERAL | CONSTRUCTION AIDS | CONSTRUCTION AIDS | Staging/scaffolding, measured by SF surface, min | SF | 0.8
015400101180 | GENERAL | CONSTRUCTION AIDS | CONSTRUCTION AIDS | Staging/scaffolding, measured by SF surface, ave | SF | 1.38
015400101200 | GENERAL | CONSTRUCTION AIDS | CONSTRUCTION AIDS | Staging/scaffolding, measured by SF surface, max | SF | 2.48
015400101240 | GENERAL | CONSTRUCTION AIDS | CONSTRUCTION AIDS | Safety nets, heavy duty, per job, minimum | SF | 0.54
015400101260 | GENERAL | CONSTRUCTION AIDS | CONSTRUCTION AIDS | Safety nets, heavy duty, per job, average | SF | 0.65
015400101280 | GENERAL | CONSTRUCTION AIDS | CONSTRUCTION AIDS | Safety nets, heavy duty, per job, maximum | SF | 1.42
015400101320 | GENERAL | CONSTRUCTION AIDS | CONSTRUCTION AIDS | Tarpaulins, fabric, per job, minimum | SF | 0.38
015400101340 | GENERAL | CONSTRUCTION AIDS | CONSTRUCTION AIDS | Tarpaulins, fabric, per job, average | SF | 0.64
015400101360 | GENERAL | CONSTRUCTION AIDS | CONSTRUCTION AIDS | Tarpaulins, fabric, per job, maximum | SF | 1.65
015400106052 | GENERAL | CONSTRUCTION AIDS | CONSTRUCTION AIDS | Rolling scaffold, to 10', by day | EA | 63.25
015400106054 | GENERAL | CONSTRUCTION AIDS | CONSTRUCTION AIDS | Rolling scaffold, to 10', by week | EA | 126
015400106056 | GENERAL | CONSTRUCTION AIDS | CONSTRUCTION AIDS | Rolling scaffold, to 10', by month | EA | 316
015400106110 | GENERAL | CONSTRUCTION AIDS | CONSTRUCTION AIDS | Rolling scaffold, to 18', by day | EA | 75.9
015400106112 | GENERAL | CONSTRUCTION AIDS | CONSTRUCTION AIDS | Rolling scaffold, to 18', by week | EA | 152
015400106114 | GENERAL | CONSTRUCTION AIDS | CONSTRUCTION AIDS | Rolling scaffold, to 18', by month | EA | 342
015400106210 | GENERAL | CONSTRUCTION AIDS | CONSTRUCTION AIDS | Rolling scaffold, to 20', by day | EA | 88.55
015400106212 | GENERAL | CONSTRUCTION AIDS | CONSTRUCTION AIDS | Rolling scaffold, to 20', by week | EA | 177
015400106214 | GENERAL | CONSTRUCTION AIDS | CONSTRUCTION AIDS | SRolling scaffold, to 20', by month | EA | 380
015400801040 | GENERAL | CONSTRUCTION AIDS | MOBILIZATION | Mobilization, equipment, bulldozer, minimum | EA | 297
015400801060 | GENERAL | CONSTRUCTION AIDS | MOBILIZATION | Mobilization, equipment, bulldozer, average | EA | 622
015400801080 | GENERAL | CONSTRUCTION AIDS | MOBILIZATION | Mobilization, equipment, bulldozer, maximum | EA | 1041
015400801120 | GENERAL | CONSTRUCTION AIDS | MOBILIZATION | Mobilization, equip, backhoe/front-end loader, min | EA | 179
015400801140 | GENERAL | CONSTRUCTION AIDS | MOBILIZATION | Mobilization, equip, backhoe/front-end loader, ave | EA | 311
015400801160 | GENERAL | CONSTRUCTION AIDS | MOBILIZATION | Mobilization, equip, backhoe/front-end loader, max | EA | 680
015400801200 | GENERAL | CONSTRUCTION AIDS | MOBILIZATION | Mobilization, equip, crane, crawler type, minimum | EA | 3274
015400801220 | GENERAL | CONSTRUCTION AIDS | MOBILIZATION | Mobilization, equip, crane, crawler type, average | EA | 8040
015400801240 | GENERAL | CONSTRUCTION AIDS | MOBILIZATION | Mobilization, equip, crane, crawler type, maximum | EA | 17269
015400801280 | GENERAL | CONSTRUCTION AIDS | MOBILIZATION | Mobilization, equip, truck crane, minimum | EA | 748
015400801300 | GENERAL | CONSTRUCTION AIDS | MOBILIZATION | Mobilization, equip, truck crane, average | EA | 1159
015400801320 | GENERAL | CONSTRUCTION AIDS | MOBILIZATION | Mobilization, equip, truck crane, maximum | EA | 1993
015400801360 | GENERAL | CONSTRUCTION AIDS | MOBILIZATION | Mobilization, equip, pile driving rig, minimum | EA | 14888
015400801380 | GENERAL | CONSTRUCTION AIDS | MOBILIZATION | Mobilization, equip, pile driving rig, average | EA | 29778
015400801400 | GENERAL | CONSTRUCTION AIDS | MOBILIZATION | Mobilization, equip, pile driving rig, maximum | EA | 53601
015400901020 | GENERAL | CONSTRUCTION AIDS | EQUIPMENT | Air compressor, 60 cfm, rent, by day | EA | 128
015400901030 | GENERAL | CONSTRUCTION AIDS | EQUIPMENT | Air compressor, 60 cfm, rent, by week | EA | 382
015400901040 | GENERAL | CONSTRUCTION AIDS | EQUIPMENT | Air compressor, 60 cfm, rent, by month | EA | 1159
015400901120 | GENERAL | CONSTRUCTION AIDS | EQUIPMENT | Air compressor, 300 cfm, rent, by day | EA | 269
015400901130 | GENERAL | CONSTRUCTION AIDS | EQUIPMENT | Air compressor, 300 cfm, rent, by week | EA | 838
015400901140 | GENERAL | CONSTRUCTION AIDS | EQUIPMENT | Air compressor, 300 cfm, rent, by month | EA | 2542
015400901210 | GENERAL | CONSTRUCTION AIDS | EQUIPMENT | Air compressor, 60 cfm, by day | EA | 741
015400901220 | GENERAL | CONSTRUCTION AIDS | EQUIPMENT | Air compressor, 60 cfm, by week | EA | 2206
015400901230 | GENERAL | CONSTRUCTION AIDS | EQUIPMENT | Air compressor, 60 cfm, by month | EA | 6693
015400901241 | GENERAL | CONSTRUCTION AIDS | EQUIPMENT | Air compressor, 1300 cfm, by day | EA | 1210
015400901242 | GENERAL | CONSTRUCTION AIDS | EQUIPMENT | Air compressor, 1300 cfm, by week | EA | 4235
015400901243 | GENERAL | CONSTRUCTION AIDS | EQUIPMENT | Air compressor, 1300 cfm, by month | EA | 12100
015400901310 | GENERAL | CONSTRUCTION AIDS | EQUIPMENT | Air tools, per compressor, per day, minimum | EA | 52.87
015400901320 | GENERAL | CONSTRUCTION AIDS | EQUIPMENT | Air tools, per compressor, per day, average | EA | 66.11
015400901330 | GENERAL | CONSTRUCTION AIDS | EQUIPMENT | Air tools, per compressor, per day, maximum | EA | 92.52
015400901410 | GENERAL | CONSTRUCTION AIDS | EQUIPMENT | Generators, 5 kw, rent, by day | EA | 120
015400901420 | GENERAL | CONSTRUCTION AIDS | EQUIPMENT | Generators, 5 kw, rent, by week | EA | 359
015400901430 | GENERAL | CONSTRUCTION AIDS | EQUIPMENT | Generators, 5 kw, rent, by month | EA | 1105
015400901510 | GENERAL | CONSTRUCTION AIDS | EQUIPMENT | Heaters, salamander type, per week, minimum | EA | 144
015400901520 | GENERAL | CONSTRUCTION AIDS | EQUIPMENT | Heaters, salamander type, per week, average | EA | 205
015400901530 | GENERAL | CONSTRUCTION AIDS | EQUIPMENT | Heaters, salamander type, per week, maximum | EA | 432
015400901610 | GENERAL | CONSTRUCTION AIDS | EQUIPMENT | Pumps, 50 gpm, submerseable, by day | EA | 96.38
015400901620 | GENERAL | CONSTRUCTION AIDS | EQUIPMENT | Pumps, 50 gpm, submerseable, by week | EA | 287
015400901630 | GENERAL | CONSTRUCTION AIDS | EQUIPMENT | Pumps, 50 gpm, submerseable, by month | EA | 864
015400901650 | GENERAL | CONSTRUCTION AIDS | EQUIPMENT | Pumps, 100 gpm, submerseable, by day | EA | 108
015400901660 | GENERAL | CONSTRUCTION AIDS | EQUIPMENT | Pumps, 100 gpm, submerseable, by week | EA | 322
015400901670 | GENERAL | CONSTRUCTION AIDS | EQUIPMENT | Pumps, 100 gpm, submerseable, by month | EA | 972
015400901680 | GENERAL | CONSTRUCTION AIDS | EQUIPMENT | Pumps, submerseable, 500 gpm, by day | EA | 173
015400901690 | GENERAL | CONSTRUCTION AIDS | EQUIPMENT | Pumps, submerseable, 500 gpm, by week | EA | 519
015400901700 | GENERAL | CONSTRUCTION AIDS | EQUIPMENT | Pumps, submerseable, 500 gpm, by month | EA | 1560
015400901920 | GENERAL | CONSTRUCTION AIDS | EQUIPMENT | Pumps, diaphragm pump, by week, minimum | EA | 152
015400901930 | GENERAL | CONSTRUCTION AIDS | EQUIPMENT | Pumps, diaphragm pump, by week, average | EA | 259
015400901940 | GENERAL | CONSTRUCTION AIDS | EQUIPMENT | Pumps, diaphragm pump, by week, maximum | EA | 539
015400902020 | GENERAL | CONSTRUCTION AIDS | EQUIPMENT | Pickup truck, rent, by day | EA | 163
015400902030 | GENERAL | CONSTRUCTION AIDS | EQUIPMENT | Pickup truck, rent, by week | EA | 474
015400902040 | GENERAL | CONSTRUCTION AIDS | EQUIPMENT | Pickup truck, rent, by month | EA | 1473
015400902120 | GENERAL | CONSTRUCTION AIDS | EQUIPMENT | Dump truck, 6 CY, rent, by day | EA | 432
015400902130 | GENERAL | CONSTRUCTION AIDS | EQUIPMENT | Dump truck, 6 CY, rent, by week | EA | 1299
015400902140 | GENERAL | CONSTRUCTION AIDS | EQUIPMENT | Dump truck, 6 CY, rent, by month | EA | 3900
015400902170 | GENERAL | CONSTRUCTION AIDS | EQUIPMENT | Dump truck, 10 CY, rent, by day | EA | 539
015400902180 | GENERAL | CONSTRUCTION AIDS | EQUIPMENT | Dump truck, 10 CY, rent, by week | EA | 1624
015400902190 | GENERAL | CONSTRUCTION AIDS | EQUIPMENT | Dump truck, 10 CY, rent, by month | EA | 4875
015400902310 | GENERAL | CONSTRUCTION AIDS | EQUIPMENT | Dump truck, 16 CY, rent, by day | EA | 866
015400902320 | GENERAL | CONSTRUCTION AIDS | EQUIPMENT | Dump truck, 16 CY, rent, by week | EA | 2594
015400902340 | GENERAL | CONSTRUCTION AIDS | EQUIPMENT | Dump truck, 16 CY, rent, by month | EA | 7804
015400902430 | GENERAL | CONSTRUCTION AIDS | EQUIPMENT | Backhoe, track mounted, 1/2 cy capacity, by day | EA | 672
015400902440 | GENERAL | CONSTRUCTION AIDS | EQUIPMENT | Backhoe, track mounted, 1/2 cy capacity, by week | EA | 1620
015400902450 | GENERAL | CONSTRUCTION AIDS | EQUIPMENT | Backhoe, track mounted, 1/2 cy capacity, by month | EA | 3675
015400902510 | GENERAL | CONSTRUCTION AIDS | EQUIPMENT | Backhoe, track mounted, 1 CY, rent, by day | EA | 1564
015400902520 | GENERAL | CONSTRUCTION AIDS | EQUIPMENT | Backhoe, track mounted, 1 CY, rent, by week | EA | 4695
015400902530 | GENERAL | CONSTRUCTION AIDS | EQUIPMENT | Backhoe, track mounted, 1 CY, rent, by month | EA | 14090
015400902560 | GENERAL | CONSTRUCTION AIDS | EQUIPMENT | Backhoe, track mounted, 2 CY, rent, by day | EA | 2648
015400902570 | GENERAL | CONSTRUCTION AIDS | EQUIPMENT | Backhoe, track mounted, 2 CY, rent, by week | EA | 7947
015400902580 | GENERAL | CONSTRUCTION AIDS | EQUIPMENT | Backhoe, track mounted, 2 CY, rent, by month | EA | 23845
015400902620 | GENERAL | CONSTRUCTION AIDS | EQUIPMENT | Backhoe, track mounted, 3 CY, rent, by day | EA | 5058
015400902640 | GENERAL | CONSTRUCTION AIDS | EQUIPMENT | Backhoe, track mounted, 3 CY, rent, by week | EA | 15139
015400902680 | GENERAL | CONSTRUCTION AIDS | EQUIPMENT | Backhoe, track mounted, 3 CY, rent, by month | EA | 45522
015400903010 | GENERAL | CONSTRUCTION AIDS | EQUIPMENT | Backhoe/loader, rubber tired, 1/2 cy cap, by day | EA | 599
015400903020 | GENERAL | CONSTRUCTION AIDS | EQUIPMENT | Backhoe/loader, rubber tired, 1/2 cy cap, by week | EA | 1804
015400903030 | GENERAL | CONSTRUCTION AIDS | EQUIPMENT | Backhoe/loader, rubber tired, 1/2 cy cap, by month | EA | 5417
015400903040 | GENERAL | CONSTRUCTION AIDS | EQUIPMENT | Backhoe/loader, rubber tired, 3/4 cy cap, by day | EA | 720
015400903050 | GENERAL | CONSTRUCTION AIDS | EQUIPMENT | Backhoe/loader, rubber tired, 3/4 cy cap, by week | EA | 2162
015400903060 | GENERAL | CONSTRUCTION AIDS | EQUIPMENT | Backhoe/loader, rubber tired, 3/4 cy cap, by month | EA | 6502
015400903210 | GENERAL | CONSTRUCTION AIDS | EQUIPMENT | Bulldozer, 75 hp, rent, by day | EA | 842
015400903220 | GENERAL | CONSTRUCTION AIDS | EQUIPMENT | Bulldozer, 75 hp, rent, by week | EA | 2528
015400903230 | GENERAL | CONSTRUCTION AIDS | EQUIPMENT | Bulldozer, 75 hp, rent, by month | EA | 7586
015400903300 | GENERAL | CONSTRUCTION AIDS | EQUIPMENT | Bulldozer, 200 hp, rent, by day | EA | 2408
015400903310 | GENERAL | CONSTRUCTION AIDS | EQUIPMENT | Bulldozer, 200 hp, rent, by week | EA | 7225
015400903320 | GENERAL | CONSTRUCTION AIDS | EQUIPMENT | Bulldozer, 200 hp, rent, by month | EA | 21678
015400903340 | GENERAL | CONSTRUCTION AIDS | EQUIPMENT | Bulldozer, 400 hp, rent, by day | EA | 3568
015400903350 | GENERAL | CONSTRUCTION AIDS | EQUIPMENT | Bulldozer, 400 hp, rent, by week | EA | 10705
015400903360 | GENERAL | CONSTRUCTION AIDS | EQUIPMENT | Bulldozer, 400 hp, rent, by month | EA | 32196
015400904010 | GENERAL | CONSTRUCTION AIDS | EQUIPMENT | Crane, crawler type, 15 ton, by day | EA | 1082
015400904020 | GENERAL | CONSTRUCTION AIDS | EQUIPMENT | Crane, crawler type, 15 ton, by week | EA | 3250
015400904030 | GENERAL | CONSTRUCTION AIDS | EQUIPMENT | Crane, crawler type, 15 ton, by month | EA | 9753
015400904040 | GENERAL | CONSTRUCTION AIDS | EQUIPMENT | Crane, crawler type, 25 ton capacity, by day | EA | 1323
015400904050 | GENERAL | CONSTRUCTION AIDS | EQUIPMENT | Crane, crawler type, 25 ton capacity, by week | EA | 3971
015400904060 | GENERAL | CONSTRUCTION AIDS | EQUIPMENT | Crane, crawler type, 25 ton capacity, by month | EA | 11920
015400904080 | GENERAL | CONSTRUCTION AIDS | EQUIPMENT | Crane, crawler type, 50 ton, by day | EA | 2408
015400904090 | GENERAL | CONSTRUCTION AIDS | EQUIPMENT | Crane, crawler type, 50 ton, by week | EA | 7225
015400904100 | GENERAL | CONSTRUCTION AIDS | EQUIPMENT | Crane, crawler type, 50 ton, by month | EA | 21678
015400904120 | GENERAL | CONSTRUCTION AIDS | EQUIPMENT | Crane, crawler type, 100 ton capacity, by day | EA | 3611
015400904130 | GENERAL | CONSTRUCTION AIDS | EQUIPMENT | Crane, crawler type, 100 ton capacity, by week | EA | 10837
015400904140 | GENERAL | CONSTRUCTION AIDS | EQUIPMENT | Crane, crawler type, 100 ton capacity, by month | EA | 32619
015400904160 | GENERAL | CONSTRUCTION AIDS | EQUIPMENT | Crane, truck mounted, 15 ton, rent, by day | EA | 1020
015400904170 | GENERAL | CONSTRUCTION AIDS | EQUIPMENT | Crane, truck mounted, 15 ton, rent, by week | EA | 3068
015400904180 | GENERAL | CONSTRUCTION AIDS | EQUIPMENT | Crane, truck mounted, 15 ton, rent, by month | EA | 8856
015400905390 | GENERAL | CONSTRUCTION AIDS | EQUIPMENT | Loader, rubber tired, 1 Cy, rent, by day | EA | 722
015400905400 | GENERAL | CONSTRUCTION AIDS | EQUIPMENT | Loader, rubber tired, 1 Cy, rent, by week | EA | 2167
015400905410 | GENERAL | CONSTRUCTION AIDS | EQUIPMENT | Loader, rubber tired, 1 Cy, rent, by month | EA | 6504
015400905440 | GENERAL | CONSTRUCTION AIDS | EQUIPMENT | Loader, rubber tired, 2 Cy, rent, by day | EA | 1082
015400905450 | GENERAL | CONSTRUCTION AIDS | EQUIPMENT | Loader, rubber tired, 2 Cy, rent, by week | EA | 4214
015400905460 | GENERAL | CONSTRUCTION AIDS | EQUIPMENT | Loader, rubber tired, 2 Cy, rent, by month | EA | 12644
015400905480 | GENERAL | CONSTRUCTION AIDS | EQUIPMENT | Loader, rubber tired, 3 Cy, rent, by day | EA | 1926
015400905490 | GENERAL | CONSTRUCTION AIDS | EQUIPMENT | Loader, rubber tired, 3 Cy, rent, by week | EA | 5780
015400905500 | GENERAL | CONSTRUCTION AIDS | EQUIPMENT | Loader, rubber tired, 3 Cy, rent, by month | EA | 17341
015400907020 | GENERAL | CONSTRUCTION AIDS | EQUIPMENT | Scissor lift, to 10', by day | EA | 145
015400907030 | GENERAL | CONSTRUCTION AIDS | EQUIPMENT | Scissor lift, to 10', by week | EA | 290
015400907040 | GENERAL | CONSTRUCTION AIDS | EQUIPMENT | Scissor lift, to 10', by month | EA | 605
015400907120 | GENERAL | CONSTRUCTION AIDS | EQUIPMENT | Scissor lift, to 18', by day | EA | 151
015400907130 | GENERAL | CONSTRUCTION AIDS | EQUIPMENT | Scissor lift, to 18', by week | EA | 302
015400907140 | GENERAL | CONSTRUCTION AIDS | EQUIPMENT | Scissor lift, to 18', by month | EA | 617
015400907210 | GENERAL | CONSTRUCTION AIDS | EQUIPMENT | Scissor lift, to 20', by day | EA | 182
015400907220 | GENERAL | CONSTRUCTION AIDS | EQUIPMENT | Scissor lift, to 20', by week | EA | 363
015400907230 | GENERAL | CONSTRUCTION AIDS | EQUIPMENT | Scissor lift, to 20', by month | EA | 750
015400908020 | GENERAL | CONSTRUCTION AIDS | EQUIPMENT | Concrete pump, to 28 cy/hr, by day | EA | 194
015400908030 | GENERAL | CONSTRUCTION AIDS | EQUIPMENT | Concrete pump, to 28 cy/hr, by week | EA | 387
015400908040 | GENERAL | CONSTRUCTION AIDS | EQUIPMENT | Concrete pump, to 28 cy/hr, by month | EA | 786
015400908120 | GENERAL | CONSTRUCTION AIDS | EQUIPMENT | Concrete pump, to 38 cy/hr, by day | EA | 224
015400908130 | GENERAL | CONSTRUCTION AIDS | EQUIPMENT | Concrete pump, to 38 cy/hr, by week | EA | 448
015400908140 | GENERAL | CONSTRUCTION AIDS | EQUIPMENT | Concrete pump, to 38 cy/hr, by month | EA | 908
015400908210 | GENERAL | CONSTRUCTION AIDS | EQUIPMENT | Concrete pump, to 46 cy/hr, by day | EA | 302
015400908220 | GENERAL | CONSTRUCTION AIDS | EQUIPMENT | Concrete pump, to 46 cy/hr, by week | EA | 605
015400908230 | GENERAL | CONSTRUCTION AIDS | EQUIPMENT | Concrete pump, to 46 cy/hr, by month | EA | 1270
015400909013 | GENERAL | CONSTRUCTION AIDS | EQUIPMENT | Dumpster, delivery & pickup incl, 10 c.y., by day | EA | 316
015400909015 | GENERAL | CONSTRUCTION AIDS | EQUIPMENT | Dumpster, delivery & pickup incl, 10 c.y., by week | EA | 380
015400909017 | GENERAL | CONSTRUCTION AIDS | EQUIPMENT | Dumpster, delivery & pickup incl, 10 c.y., by month | EA | 506
015400909033 | GENERAL | CONSTRUCTION AIDS | EQUIPMENT | Dumpster, delivery & pickup incl, 20 c.y., by day | EA | 443
015400909035 | GENERAL | CONSTRUCTION AIDS | EQUIPMENT | Dumpster, delivery & pickup incl, 20 c.y., by week | EA | 506
015400909037 | GENERAL | CONSTRUCTION AIDS | EQUIPMENT | Dumpster, delivery & pickup incl, 20 c.y., by month | EA | 632
015400909053 | GENERAL | CONSTRUCTION AIDS | EQUIPMENT | Dumpster, delivery & pickup incl, 30 c.y., by day | EA | 569
015400909055 | GENERAL | CONSTRUCTION AIDS | EQUIPMENT | Dumpster, delivery & pickup incl, 30 c.y., by week | EA | 632
015400909057 | GENERAL | CONSTRUCTION AIDS | EQUIPMENT | Dumpster, delivery & pickup incl, 30 c.y., by month | EA | 759
015400909620 | GENERAL | CONSTRUCTION AIDS | EQUIPMENT | Additional dump charges, asphalt, recycle | EA | 253
015400909640 | GENERAL | CONSTRUCTION AIDS | EQUIPMENT | Additional dump charges, concrete, recycle | EA | 228
015400909660 | GENERAL | CONSTRUCTION AIDS | EQUIPMENT | Additional dump charges, soil, recycle | EA | 152
015400909680 | GENERAL | CONSTRUCTION AIDS | EQUIPMENT | Additional dump charges, mix, landfill | EA | 94.88
015400909700 | GENERAL | CONSTRUCTION AIDS | EQUIPMENT | Additional dump charges, non-contaminated debris, landfill | EA | 126
015623001020 | GENERAL | TEMPORARY BARRIERS AND ENCLOSURES | TEMPORARY FACILITIES | Barricades, highway, temporary, concrete | LF | 52.58
015623001040 | GENERAL | TEMPORARY BARRIERS AND ENCLOSURES | TEMPORARY FACILITIES | Barricades, highway, temporary, wood | LF | 13.14
015623001060 | GENERAL | TEMPORARY BARRIERS AND ENCLOSURES | TEMPORARY FACILITIES | Barricades, highway, temporary, steel | LF | 11.76
015623001100 | GENERAL | TEMPORARY BARRIERS AND ENCLOSURES | TEMPORARY FACILITIES | Pedestrian barricades, plywood | SF | 11.76
015623001120 | GENERAL | TEMPORARY BARRIERS AND ENCLOSURES | TEMPORARY FACILITIES | Pedestrian barricades, chain link fence | SF | 9.84
015623002020 | GENERAL | TEMPORARY BARRIERS AND ENCLOSURES | TEMPORARY FACILITIES | Trailers, office type, per month, minimum | EA | 293
015623002040 | GENERAL | TEMPORARY BARRIERS AND ENCLOSURES | TEMPORARY FACILITIES | Trailers, office type, per month, average | EA | 489
015623002060 | GENERAL | TEMPORARY BARRIERS AND ENCLOSURES | TEMPORARY FACILITIES | Trailers, office type, per month, maximum | EA | 977
015623002065 | GENERAL | TEMPORARY BARRIERS AND ENCLOSURES | TEMPORARY FACILITIES | Trailers, office type, skirting | EA | 1028
015623002100 | GENERAL | TEMPORARY BARRIERS AND ENCLOSURES | TEMPORARY FACILITIES | Crew change trailers, per month, minimum | EA | 176
015623002120 | GENERAL | TEMPORARY BARRIERS AND ENCLOSURES | TEMPORARY FACILITIES | Crew change trailers, per month, average | EA | 195
015623002140 | GENERAL | TEMPORARY BARRIERS AND ENCLOSURES | TEMPORARY FACILITIES | Crew change trailers, per month, maximum | EA | 293
015623002500 | GENERAL | TEMPORARY BARRIERS AND ENCLOSURES | TEMPORARY FACILITIES | Temp const lights, protective cages, 10 lights | EA | 121
015623003100 | GENERAL | TEMPORARY BARRIERS AND ENCLOSURES | TEMPORARY FACILITIES | Storage trailers, per month, minimum | EA | 151
015623003120 | GENERAL | TEMPORARY BARRIERS AND ENCLOSURES | TEMPORARY FACILITIES | Storage trailers, per month, average | EA | 182
015623003140 | GENERAL | TEMPORARY BARRIERS AND ENCLOSURES | TEMPORARY FACILITIES | 'Storage trailers, per month, maximum | EA | 272
015623005012 | GENERAL | TEMPORARY BARRIERS AND ENCLOSURES | TEMPORARY FACILITIES | Temp const, plywood 1/2", per sheet,min | EA | 36.3
015623005014 | GENERAL | TEMPORARY BARRIERS AND ENCLOSURES | TEMPORARY FACILITIES | Temp const, plywood 1/2", per sheet,avg | EA | 42.35
015623005016 | GENERAL | TEMPORARY BARRIERS AND ENCLOSURES | TEMPORARY FACILITIES | Temp const, plywood 1/2", per sheet,max | EA | 54.45
015623005110 | GENERAL | TEMPORARY BARRIERS AND ENCLOSURES | TEMPORARY FACILITIES | Temp const, lumber, per foot min | LF | 1.04
015623005115 | GENERAL | TEMPORARY BARRIERS AND ENCLOSURES | TEMPORARY FACILITIES | Temp const, lumber, per foot, avg | LF | 1.6
015623005120 | GENERAL | TEMPORARY BARRIERS AND ENCLOSURES | TEMPORARY FACILITIES | Temp const, lumber, per foot, max | LF | 3.58
015623005210 | GENERAL | TEMPORARY BARRIERS AND ENCLOSURES | TEMPORARY FACILITIES | Temp const, masonite/protect board, per sheet,min | EA | 14.52
015623005212 | GENERAL | TEMPORARY BARRIERS AND ENCLOSURES | TEMPORARY FACILITIES | Temp const, masonite/protect board, per sheet, avg | EA | 21.78
015623005216 | GENERAL | TEMPORARY BARRIERS AND ENCLOSURES | TEMPORARY FACILITIES | Temp const, masonite/protect board, per sheet, max | EA | 30.25
015813001020 | GENERAL | PROJECT IDENTIFICATION | SIGNS | Construction signs, 2'x 4', minimum | EA | 48.98
015813001040 | GENERAL | PROJECT IDENTIFICATION | SIGNS | Construction signs, 2'x 4', average | EA | 118
015813001060 | GENERAL | PROJECT IDENTIFICATION | SIGNS | Construction signs, 2'x 4', maximum | EA | 413
015813001100 | GENERAL | PROJECT IDENTIFICATION | SIGNS | Construction signs, 4'x 8', minimum | EA | 103
015813001120 | GENERAL | PROJECT IDENTIFICATION | SIGNS | Construction signs, 4'x 8', average | EA | 268
015813001140 | GENERAL | PROJECT IDENTIFICATION | SIGNS | Construction signs, 4'x 8', maximum | EA | 1151
015813001180 | GENERAL | PROJECT IDENTIFICATION | SIGNS | Construction signs, 8'x 8', minimum | EA | 133
015813001200 | GENERAL | PROJECT IDENTIFICATION | SIGNS | Construction signs, 8'x 8', average | EA | 414
015813001220 | GENERAL | PROJECT IDENTIFICATION | SIGNS | Construction signs, 8'x 8', maximum | EA | 4159
017833001020 | GENERAL | CLOSEOUT SUBMITTALS | BONDS | Performance bonds, minimum | PCT | 1
017833001040 | GENERAL | CLOSEOUT SUBMITTALS | BONDS | Performance bonds, average | PCT | 2
017833001060 | GENERAL | CLOSEOUT SUBMITTALS | BONDS | Performance bonds, maximum | PCT | 3
019980102030 | GENERAL | QUICK COSTS | SQUARE FOOT COSTS | Fire Suppress., per building, minimum | SF | 1.99
019980102050 | GENERAL | QUICK COSTS | SQUARE FOOT COSTS | Fire Suppress., per building, average | SF | 4.56
019980102070 | GENERAL | QUICK COSTS | SQUARE FOOT COSTS | Fire Suppress., per building, maximum | SF | 6.58
019980102230 | GENERAL | QUICK COSTS | SQUARE FOOT COSTS | Plumbing, per building, minimum | SF | 12.01
019980102250 | GENERAL | QUICK COSTS | SQUARE FOOT COSTS | Plumbing, per building, average | SF | 21.09
019980102270 | GENERAL | QUICK COSTS | SQUARE FOOT COSTS | Plumbing, per building, maximum | SF | 22.7
019980102510 | GENERAL | QUICK COSTS | SQUARE FOOT COSTS | Plumbing Rough-in, minimum | SF | 2.18
019980102530 | GENERAL | QUICK COSTS | SQUARE FOOT COSTS | Plumbing Rough-in, average | SF | 3.8
019980102550 | GENERAL | QUICK COSTS | SQUARE FOOT COSTS | Plumbing Rough-in, maximum | SF | 5.53
019980102610 | GENERAL | QUICK COSTS | SQUARE FOOT COSTS | Plumbing Fixtures, minimum | SF | 2.89
019980102630 | GENERAL | QUICK COSTS | SQUARE FOOT COSTS | Plumbing Fixtures, average | SF | 4.56
019980102650 | GENERAL | QUICK COSTS | SQUARE FOOT COSTS | Plumbing Fixtures, maximum | SF | 4.85
019980103030 | GENERAL | QUICK COSTS | SQUARE FOOT COSTS | HVAC, per building, minimum | SF | 27.76
019980103050 | GENERAL | QUICK COSTS | SQUARE FOOT COSTS | HVAC, per building, average | SF | 38.84
019980103070 | GENERAL | QUICK COSTS | SQUARE FOOT COSTS | HVAC, per building, maximum | SF | 41.7
019980103210 | GENERAL | QUICK COSTS | SQUARE FOOT COSTS | HVAC Controls, minimum | SF | 5.26
019980103230 | GENERAL | QUICK COSTS | SQUARE FOOT COSTS | HVAC Controls, average | SF | 5.78
019980103250 | GENERAL | QUICK COSTS | SQUARE FOOT COSTS | HVAC Controls, maximum | SF | 6.98
019980103410 | GENERAL | QUICK COSTS | SQUARE FOOT COSTS | HVAC Ductwork, minimum | SF | 2.99
019980103430 | GENERAL | QUICK COSTS | SQUARE FOOT COSTS | HVAC Ductwork, average | SF | 5.97
019980103450 | GENERAL | QUICK COSTS | SQUARE FOOT COSTS | HVAC Ductwork, maximum | SF | 6.08
019980104030 | GENERAL | QUICK COSTS | SQUARE FOOT COSTS | Electrical, per building, minimum | SF | 34.27
019980104050 | GENERAL | QUICK COSTS | SQUARE FOOT COSTS | Electrical, per building, average | SF | 47.37
019980104070 | GENERAL | QUICK COSTS | SQUARE FOOT COSTS | Electrical, per building, maximum | SF | 70.98
019980104210 | GENERAL | QUICK COSTS | SQUARE FOOT COSTS | Electrical Rough-in, minimum | SF | 3.38
019980104230 | GENERAL | QUICK COSTS | SQUARE FOOT COSTS | Electrical Rough-in, average | SF | 6.05
019980104250 | GENERAL | QUICK COSTS | SQUARE FOOT COSTS | Electrical Rough-in, maximum | SF | 11.75
019980104410 | GENERAL | QUICK COSTS | SQUARE FOOT COSTS | Electrical Lighting, minimum | SF | 4.55
019980104430 | GENERAL | QUICK COSTS | SQUARE FOOT COSTS | Electrical Lighting, average | SF | 10.86
019980104450 | GENERAL | QUICK COSTS | SQUARE FOOT COSTS | Electrical Lighting, maximum | SF | 12.55
019980104510 | GENERAL | QUICK COSTS | SQUARE FOOT COSTS | Electrical Switchgear, minimum | SF | 2.37
019980104530 | GENERAL | QUICK COSTS | SQUARE FOOT COSTS | Electrical Switchgear, average | SF | 3.57
019980104550 | GENERAL | QUICK COSTS | SQUARE FOOT COSTS | Electrical Switchgear, maximum | SF | 4.57
019980105030 | GENERAL | QUICK COSTS | SQUARE FOOT COSTS | Communications, per building, minimum | SF | 2.07
019980105050 | GENERAL | QUICK COSTS | SQUARE FOOT COSTS | Communications, per building, average | SF | 6.72
019980105070 | GENERAL | QUICK COSTS | SQUARE FOOT COSTS | Communications, per building, maximum | SF | 9.57
019980105530 | GENERAL | QUICK COSTS | SQUARE FOOT COSTS | Safety & Security, per building, minimum | SF | 2.34
019980105550 | GENERAL | QUICK COSTS | SQUARE FOOT COSTS | Safety & Security, per building, average | SF | 4.55
019980105570 | GENERAL | QUICK COSTS | SQUARE FOOT COSTS | Safety & Security, per building, maximum | SF | 5.27
023213001024 | SITEWORK | SITE PREPARATION | SOIL BORING | Soil borings, uncased, stable earth, 2-1/2" dia, min | LF | 29.25
023213001026 | SITEWORK | SITE PREPARATION | SOIL BORING | Soil borings, uncased, stable earth, 2-1/2" dia, avg | LF | 43.88
023213001028 | SITEWORK | SITE PREPARATION | SOIL BORING | Soil borings, uncased, stable earth, 2-1/2" dia, max | LF | 70.2
023213001044 | SITEWORK | SITE PREPARATION | SOIL BORING | Soil borings, uncased, stable earth, 4" dia, min | LF | 31.92
023213001046 | SITEWORK | SITE PREPARATION | SOIL BORING | Soil borings, uncased, stable earth, 4" dia, avg | LF | 50.15
023213001048 | SITEWORK | SITE PREPARATION | SOIL BORING | Soil borings, uncased, stable earth, 4" dia, max | LF | 87.75
023213001524 | SITEWORK | SITE PREPARATION | SOIL BORING | Soil borings, cased, stable earth, 2-1/2 dia, min | LF | 35.1
023213001526 | SITEWORK | SITE PREPARATION | SOIL BORING | Soil borings, cased, stable earth, 2-1/2" dia, avg | LF | 58.51
023213001528 | SITEWORK | SITE PREPARATION | SOIL BORING | Soil borings, cased, stable earth, 2-1/2 dia, max | LF | 117
023213001544 | SITEWORK | SITE PREPARATION | SOIL BORING | Soil borings, cased, stable earth, 4" dia, min | LF | 70.2
023213001546 | SITEWORK | SITE PREPARATION | SOIL BORING | Soil borings, cased, stable earth, 4" dia, avg | LF | 100
023213001548 | SITEWORK | SITE PREPARATION | SOIL BORING | Soil borings, cased, stable earth, 4" dia, max | LF | 140
023213002024 | SITEWORK | SITE PREPARATION | SOIL BORING | Drilling in rock, no sampling, min | LF | 63.82
023213002026 | SITEWORK | SITE PREPARATION | SOIL BORING | Drilling in rock, no sampling, avg | LF | 92.38
023213002028 | SITEWORK | SITE PREPARATION | SOIL BORING | Drilling in rock, no sampling, max | LF | 125
023213002044 | SITEWORK | SITE PREPARATION | SOIL BORING | Drilling in rock, with casing and sampling, min | LF | 87.75
023213002046 | SITEWORK | SITE PREPARATION | SOIL BORING | Drilling in rock, with casing and sampling, avg | LF | 117
023213002048 | SITEWORK | SITE PREPARATION | SOIL BORING | Drilling in rock, with casing and sampling, max | LF | 176
023213003024 | SITEWORK | SITE PREPARATION | SOIL BORING | Test pits, light soil, min | EA | 439
023213003026 | SITEWORK | SITE PREPARATION | SOIL BORING | Test pits, light soil, avg | EA | 585
023213003028 | SITEWORK | SITE PREPARATION | SOIL BORING | Test pits, light soil, max | EA | 1170
023213003044 | SITEWORK | SITE PREPARATION | SOIL BORING | Test pits, heavy soil, min | EA | 702
023213003046 | SITEWORK | SITE PREPARATION | SOIL BORING | Test pits, heavy soil, avg | EA | 878
023213003048 | SITEWORK | SITE PREPARATION | SOIL BORING | Test pits, heavy soil, max | EA | 1755
024113100104 | SITEWORK | SELECTIVE SITE DEMOLITION | CATCH BASIN/MANHOLE | Abandon catch basin or manhole (fill w/sand), min | EA | 439
024113100106 | SITEWORK | SELECTIVE SITE DEMOLITION | CATCH BASIN/MANHOLE | Abandon cqtch basin or manhole (fill w/sand), avg | EA | 702
024113100108 | SITEWORK | SELECTIVE SITE DEMOLITION | CATCH BASIN/MANHOLE | Abandon catch basin or manhole (fill w/sand), max | EA | 1170
024113100204 | SITEWORK | SELECTIVE SITE DEMOLITION | CATCH BASIN/MANHOLE | Remove & reset frame/cover, catch basin/manhole, min | EA | 234
024113100206 | SITEWORK | SELECTIVE SITE DEMOLITION | CATCH BASIN/MANHOLE | Remove & reset frame/cover, catch basin/manhole, avg | EA | 351
024113100208 | SITEWORK | SELECTIVE SITE DEMOLITION | CATCH BASIN/MANHOLE | Remove & reset frame/cover, catch basin/manhole, max | EA | 585
024113100304 | SITEWORK | SELECTIVE SITE DEMOLITION | CATCH BASIN/MANHOLE | Remove catch basin, to 10' deep, masonry, min | EA | 702
024113100306 | SITEWORK | SELECTIVE SITE DEMOLITION | CATCH BASIN/MANHOLE | Remove catch basin, to 10' deep, masonry, avg | EA | 878
024113100308 | SITEWORK | SELECTIVE SITE DEMOLITION | CATCH BASIN/MANHOLE | Remove catch basin, to 10' deep, masonry, max | EA | 1170
024113100403 | SITEWORK | SELECTIVE SITE DEMOLITION | CATCH BASIN/MANHOLE | Remove catch basin, to 10' deep, concrete, min | EA | 878
024113100404 | SITEWORK | SELECTIVE SITE DEMOLITION | CATCH BASIN/MANHOLE | Remove catch basin, to 10' deep, concrete, avg | EA | 1170
024113100406 | SITEWORK | SELECTIVE SITE DEMOLITION | CATCH BASIN/MANHOLE | Remove catch basin, to 10' deep, concrete, max | EA | 1404
024113200100 | SITEWORK | SELECTIVE SITE DEMOLITION | FENCE | Removal of chain link fence, for disposal, 8' high | LF | 3.2
024113200200 | SITEWORK | SELECTIVE SITE DEMOLITION | FENCE | Removal of chain link fence, for reuse, 8' high | LF | 8.01
024113201000 | SITEWORK | SELECTIVE SITE DEMOLITION | FENCE | Removal of wood fence, 4' high | SF | 2.14
024113201020 | SITEWORK | SELECTIVE SITE DEMOLITION | FENCE | Removal of wood fence, 6' high | SF | 2.56
024113201040 | SITEWORK | SELECTIVE SITE DEMOLITION | FENCE | Removal of wood fence, 8' high | SF | 3.2
024113202000 | SITEWORK | SELECTIVE SITE DEMOLITION | FENCE | Removal of masonry fence, 8" thick, 4' high | SF | 6.41
024113202020 | SITEWORK | SELECTIVE SITE DEMOLITION | FENCE | Removal of masonry fence, 8" thick, 6' high | SF | 8.01
024113202040 | SITEWORK | SELECTIVE SITE DEMOLITION | FENCE | Removal of masonry fence, 8" thick, 8' high | SF | 9.15
024113202060 | SITEWORK | SELECTIVE SITE DEMOLITION | FENCE | Removal of masonry fence, 12" thick, 4' high | SF | 10.68
024113202080 | SITEWORK | SELECTIVE SITE DEMOLITION | FENCE | Removal of masonry fence, 12" thick, 6' high | SF | 12.81
024113202100 | SITEWORK | SELECTIVE SITE DEMOLITION | FENCE | Removal of masonry fence, 12" thick, 8' high | SF | 16.02
024113202120 | SITEWORK | SELECTIVE SITE DEMOLITION | FENCE | Removal of masonry fence, 12" thick, 12' high | SF | 21.36
024113301150 | SITEWORK | SELECTIVE SITE DEMOLITION | CURB & GUTTER | Removal, unreinforced concrete curb, min | LF | 7.02
024113301155 | SITEWORK | SELECTIVE SITE DEMOLITION | CURB & GUTTER | Removal, unreinforced concrete curb, avg | LF | 8.78
024113301160 | SITEWORK | SELECTIVE SITE DEMOLITION | CURB & GUTTER | Removal, unreinforced concrete curb, max | LF | 10.97
024113301250 | SITEWORK | SELECTIVE SITE DEMOLITION | CURB & GUTTER | Removal, reinforced concrete curb, minimum | LF | 11.32
024113301300 | SITEWORK | SELECTIVE SITE DEMOLITION | CURB & GUTTER | Removal, reinforced concrete curb, average | LF | 12.53
024113301350 | SITEWORK | SELECTIVE SITE DEMOLITION | CURB & GUTTER | Removal, reinforced concrete curb, maximum | LF | 14.04
024113301500 | SITEWORK | SELECTIVE SITE DEMOLITION | CURB & GUTTER | Removal, curb & gutter, plain, minimum | LF | 9.24
024113301700 | SITEWORK | SELECTIVE SITE DEMOLITION | CURB & GUTTER | Removal, curb & gutter, plain, average | LF | 12.11
024113301710 | SITEWORK | SELECTIVE SITE DEMOLITION | CURB & GUTTER | Removal, curb & gutter, plain, maximum | LF | 17.55
024113301730 | SITEWORK | SELECTIVE SITE DEMOLITION | CURB & GUTTER | Removal, curb & gutter, reinforced, minimum | LF | 14.63
024113302000 | SITEWORK | SELECTIVE SITE DEMOLITION | CURB & GUTTER | Removal, curb & gutter, reinforced, average | LF | 19.5
024113302010 | SITEWORK | SELECTIVE SITE DEMOLITION | CURB & GUTTER | Removal, curb & gutter, reinforced, maximum | LF | 35.1
024113302030 | SITEWORK | SELECTIVE SITE DEMOLITION | CURB & GUTTER | Removal, granite curb, minimum | LF | 10.03
024113302100 | SITEWORK | SELECTIVE SITE DEMOLITION | CURB & GUTTER | Removal, granite curb, average | LF | 11.7
024113302150 | SITEWORK | SELECTIVE SITE DEMOLITION | CURB & GUTTER | Removal, granite curb, maximum | LF | 13.5
024113302170 | SITEWORK | SELECTIVE SITE DEMOLITION | CURB & GUTTER | Removal, asphalt curb, minimum | LF | 5.85
024113302180 | SITEWORK | SELECTIVE SITE DEMOLITION | CURB & GUTTER | Removal, asphalt curb, average | LF | 7.02
024113302190 | SITEWORK | SELECTIVE SITE DEMOLITION | CURB & GUTTER | Removal, asphalt curb, maximum | LF | 8.36
024213201020 | SITEWORK | REMOVAL AND SALVAGE | GUARDRAIL | Remove standard guardrail, steel, min | LF | 8.78
024213201030 | SITEWORK | REMOVAL AND SALVAGE | GUARDRAIL | Remove standard guardrail, steel, avg | LF | 11.7
024213201040 | SITEWORK | REMOVAL AND SALVAGE | GUARDRAIL | Remove standard guardrail, steel, max | LF | 17.55
024213202020 | SITEWORK | REMOVAL AND SALVAGE | GUARDRAIL | Remove standard guardrail, wood, min | LF | 7.63
024213202040 | SITEWORK | REMOVAL AND SALVAGE | GUARDRAIL | Remove standard guardrail, wood, avg | LF | 9
024213202060 | SITEWORK | REMOVAL AND SALVAGE | GUARDRAIL | Remove standard guardrail, wood, max | LF | 14.63
024313301004 | SITEWORK | STRUCTURE MOVING | HYDRANT | Remove fire hydrant, min | EA | 439
024313301006 | SITEWORK | STRUCTURE MOVING | HYDRANT | Remove fire hydrant, avg | EA | 585
024313301008 | SITEWORK | STRUCTURE MOVING | HYDRANT | Remove fire hydrant, max | EA | 878
024313305004 | SITEWORK | STRUCTURE MOVING | HYDRANT | Remove and reset fire hydrant, min | EA | 1170
024313305006 | SITEWORK | STRUCTURE MOVING | HYDRANT | Remove and reset fire hydrant, avg | EA | 1755
024313305008 | SITEWORK | STRUCTURE MOVING | HYDRANT | Remove and reset fire hydrant, max | EA | 3510
024413400104 | SITEWORK | PAVEMENT AND SIDEWALK DEMOLITION | PAVEMENT DEMOLITION | Demo, bitum paving, up to 3" thick, on streets, min | SY | 10.03
024413400106 | SITEWORK | PAVEMENT AND SIDEWALK DEMOLITION | PAVEMENT DEMOLITION | Demo, bitum pavement, up to 3" thick, on streets, avg | SY | 14.04
024413400108 | SITEWORK | PAVEMENT AND SIDEWALK DEMOLITION | PAVEMENT DEMOLITION | Demo, bitum pavement, up to 3" thick, on streets, max | SY | 23.4
024413400204 | SITEWORK | PAVEMENT AND SIDEWALK DEMOLITION | PAVEMENT DEMOLITION | Demo, bitum paving, up to 3" thick, on pipe trnch, min | SY | 14.04
024413400206 | SITEWORK | PAVEMENT AND SIDEWALK DEMOLITION | PAVEMENT DEMOLITION | Demo, bitum pavement, up to 3" thk, on pipe trnch, avg | SY | 17.55
024413400208 | SITEWORK | PAVEMENT AND SIDEWALK DEMOLITION | PAVEMENT DEMOLITION | Demo, bitum pavement, up to 3" thk, on pipe trnch, max | SY | 35.1
024413400404 | SITEWORK | PAVEMENT AND SIDEWALK DEMOLITION | PAVEMENT DEMOLITION | Demo, conc pavement, 6" thick, no reinforcement, min | SY | 17.55
024413400406 | SITEWORK | PAVEMENT AND SIDEWALK DEMOLITION | PAVEMENT DEMOLITION | Demo, conc pavement, 6" thick, no reinforcement, avg | SY | 23.4
024413400408 | SITEWORK | PAVEMENT AND SIDEWALK DEMOLITION | PAVEMENT DEMOLITION | Demo, conc pavement, 6" thick, no reinforcement, max | SY | 35.1
024413400454 | SITEWORK | PAVEMENT AND SIDEWALK DEMOLITION | PAVEMENT DEMOLITION | Demo, conc pavement, 6" thick, with wire mesh, min | SY | 27
024413400456 | SITEWORK | PAVEMENT AND SIDEWALK DEMOLITION | PAVEMENT DEMOLITION | Demo, conc pavement, 6" thick, with wire mesh, avg | SY | 35.1
024413400458 | SITEWORK | PAVEMENT AND SIDEWALK DEMOLITION | PAVEMENT DEMOLITION | Demo, conc pavement, 6" thick, with wire mesh, max | SY | 43.88
024413400554 | SITEWORK | PAVEMENT AND SIDEWALK DEMOLITION | PAVEMENT DEMOLITION | Demo, conc pavement, 6" thick, with rebars, min | SY | 35.1
024413400556 | SITEWORK | PAVEMENT AND SIDEWALK DEMOLITION | PAVEMENT DEMOLITION | Demo, conc pavement, 6"thick, with rebars, avg | SY | 43.88
024413400558 | SITEWORK | PAVEMENT AND SIDEWALK DEMOLITION | PAVEMENT DEMOLITION | Demo, conc pavement, 6" thick, with rebars, max | SY | 58.51
024413401404 | SITEWORK | PAVEMENT AND SIDEWALK DEMOLITION | PAVEMENT DEMOLITION | Demo, conc pavement, 9" thick, no reinforcement, min | SY | 23.4
024413401406 | SITEWORK | PAVEMENT AND SIDEWALK DEMOLITION | PAVEMENT DEMOLITION | Demo, conc pavement, 9" thick, no reinforcement, avg | SY | 29.25
024413401408 | SITEWORK | PAVEMENT AND SIDEWALK DEMOLITION | PAVEMENT DEMOLITION | Demo, conc pavement, 9" thick, no reinforcement, max | SY | 35.1
024413401414 | SITEWORK | PAVEMENT AND SIDEWALK DEMOLITION | PAVEMENT DEMOLITION | Demo, conc pavement, 9" thick, with wire mesh, min | SY | 36.95
024413401416 | SITEWORK | PAVEMENT AND SIDEWALK DEMOLITION | PAVEMENT DEMOLITION | Demo, conc pavement, 9" thick, with wire mesh, avg | SY | 43.88
024413401418 | SITEWORK | PAVEMENT AND SIDEWALK DEMOLITION | PAVEMENT DEMOLITION | Demo, conc pavement, 9" thick, with wire mesh, max | SY | 54.01
024413401424 | SITEWORK | PAVEMENT AND SIDEWALK DEMOLITION | PAVEMENT DEMOLITION | Demo, conc pavement, 9" thick, with rebars, min | SY | 46.8
024413401426 | SITEWORK | PAVEMENT AND SIDEWALK DEMOLITION | PAVEMENT DEMOLITION | Demo, conc pavement, 9" thick, with rebars, avg | SY | 58.51
024413401428 | SITEWORK | PAVEMENT AND SIDEWALK DEMOLITION | PAVEMENT DEMOLITION | Demo, conc pavement, 9" thick, with rebars, max | SY | 78.01
024413401454 | SITEWORK | PAVEMENT AND SIDEWALK DEMOLITION | PAVEMENT DEMOLITION | Demo, conc pavement, 12" thick, no reinforcement, min | SY | 29.25
024413401456 | SITEWORK | PAVEMENT AND SIDEWALK DEMOLITION | PAVEMENT DEMOLITION | Demo, conc pavement, 12" thick, no reinforcement, avg | SY | 35.1
024413401458 | SITEWORK | PAVEMENT AND SIDEWALK DEMOLITION | PAVEMENT DEMOLITION | Demo, conc pavement, 12" thick, no reinforcement, max | SY | 43.88
024413401464 | SITEWORK | PAVEMENT AND SIDEWALK DEMOLITION | PAVEMENT DEMOLITION | Demo, conc pavement, 12" thick, with wire mesh, min | SY | 41.29
024413401466 | SITEWORK | PAVEMENT AND SIDEWALK DEMOLITION | PAVEMENT DEMOLITION | Demo, conc pavement, 12" thick, with wire mesh, avg | SY | 50.15
024413401468 | SITEWORK | PAVEMENT AND SIDEWALK DEMOLITION | PAVEMENT DEMOLITION | Demo, conc pavement, 12" thick, with wire mesh, max | SY | 63.82
024413401474 | SITEWORK | PAVEMENT AND SIDEWALK DEMOLITION | PAVEMENT DEMOLITION | Demo, conc pavement, 12" thick, with rebars, min | SY | 58.51
024413401476 | SITEWORK | PAVEMENT AND SIDEWALK DEMOLITION | PAVEMENT DEMOLITION | Demo, conc pavement, 12" thick, with rebars, avg | SY | 70.2
024413401478 | SITEWORK | PAVEMENT AND SIDEWALK DEMOLITION | PAVEMENT DEMOLITION | Demo, conc pavement, 12" thick, with rebars, max | SY | 87.75
024413401504 | SITEWORK | PAVEMENT AND SIDEWALK DEMOLITION | PAVEMENT DEMOLITION | Demolish, sidewalk, 4" thick, with disposal, min | SY | 8.36
024413401506 | SITEWORK | PAVEMENT AND SIDEWALK DEMOLITION | PAVEMENT DEMOLITION | Demo, sidewalk, 4" thick, with disposal, avg | SY | 11.7
024413401508 | SITEWORK | PAVEMENT AND SIDEWALK DEMOLITION | PAVEMENT DEMOLITION | Demo, sidewalk, 4" thick, with disposal, max | SY | 16.72
024413401804 | SITEWORK | PAVEMENT AND SIDEWALK DEMOLITION | PAVEMENT DEMOLITION | Removal of pavement markings by waterblasting, min | SF | 0.27
024413401806 | SITEWORK | PAVEMENT AND SIDEWALK DEMOLITION | PAVEMENT DEMOLITION | Removal of pavement markings by waterblasting, avg | SF | 0.32
024413401808 | SITEWORK | PAVEMENT AND SIDEWALK DEMOLITION | PAVEMENT DEMOLITION | Removal of pavement markings by waterblasting, max | SF | 0.64
024513401030 | SITEWORK | DRAINAGE AND PIPING DEMOLITION | DRAINAGE PIPING | Remove drainage pipe, without excavation, 12"D, min | LF | 11.7
024513401040 | SITEWORK | DRAINAGE AND PIPING DEMOLITION | DRAINAGE PIPING | Remove drainage pipe, without excavation, 12"D, avg | LF | 14.63
024513401050 | SITEWORK | DRAINAGE AND PIPING DEMOLITION | DRAINAGE PIPING | Remove drainage pipe, without excavation, 12"D, max | LF | 18.47
024513401110 | SITEWORK | DRAINAGE AND PIPING DEMOLITION | DRAINAGE PIPING | Remove drainage pipe, without excavation, 18"D, min | LF | 15.95
024513401120 | SITEWORK | DRAINAGE AND PIPING DEMOLITION | DRAINAGE PIPING | Remove drainage pipe, without excavation, 18"D, avg | LF | 18.47
024513401130 | SITEWORK | DRAINAGE AND PIPING DEMOLITION | DRAINAGE PIPING | Remove drainage pipe, without excavation, 18"D, max | LF | 23.4
024513401210 | SITEWORK | DRAINAGE AND PIPING DEMOLITION | DRAINAGE PIPING | Remove drainage pipe, without excavation, 24"D, min | LF | 19.5
024513401220 | SITEWORK | DRAINAGE AND PIPING DEMOLITION | DRAINAGE PIPING | Remove drainage pipe, without excavation, 24"D, avg | LF | 23.4
024513401230 | SITEWORK | DRAINAGE AND PIPING DEMOLITION | DRAINAGE PIPING | Remove drainage pipe, without excavation, 24"D, max | LF | 29.25
024513401310 | SITEWORK | DRAINAGE AND PIPING DEMOLITION | DRAINAGE PIPING | Remove drainage pipe, without excavation, 36"D, min | LF | 23.4
024513401320 | SITEWORK | DRAINAGE AND PIPING DEMOLITION | DRAINAGE PIPING | Remove drainage pipe, without excavation, 36"D, avg | LF | 29.25
024513401330 | SITEWORK | DRAINAGE AND PIPING DEMOLITION | DRAINAGE PIPING | Remove drainage pipe, without excavation, 36"D, max | LF | 36.95
024613401004 | SITEWORK | GAS PIPING DEMOLITION | GAS PIPING | Remove welded steel pipe, w/out excavation, 4"D, min | LF | 17.55
024613401006 | SITEWORK | GAS PIPING DEMOLITION | GAS PIPING | Remove welded steel pipe, w/out excavation, 4"D, avg | LF | 21.94
024613401008 | SITEWORK | GAS PIPING DEMOLITION | GAS PIPING | Remove welded steel pipe, w/ou excavation, 4"D, max | LF | 29.25
024613402004 | SITEWORK | GAS PIPING DEMOLITION | GAS PIPING | Remove welded steel pipe, w/out excavation, 5"D, min | LF | 29.25
024613402006 | SITEWORK | GAS PIPING DEMOLITION | GAS PIPING | Remove welded steel pipe, w/out excavation, 5"D, avg | LF | 35.1
024613402008 | SITEWORK | GAS PIPING DEMOLITION | GAS PIPING | Remove welded steel pipe, w/out excavation, 5"D, max | LF | 43.88
024613402024 | SITEWORK | GAS PIPING DEMOLITION | GAS PIPING | Remove welded steel pipe, w/out excavation, 6"D, min | LF | 36.95
024613402026 | SITEWORK | GAS PIPING DEMOLITION | GAS PIPING | Remove welded steel pipe, w/out excavation, 6"D, avg | LF | 43.88
024613402028 | SITEWORK | GAS PIPING DEMOLITION | GAS PIPING | Remove welded steel pipe, w/out excavation, 6"D, max | LF | 58.51
024613402034 | SITEWORK | GAS PIPING DEMOLITION | GAS PIPING | Remove welded steel pipe, w/out excavation, 8"D, min | LF | 54.01
024613402036 | SITEWORK | GAS PIPING DEMOLITION | GAS PIPING | Remove welded steel pipe, w/out excavation, 8"D, avg | LF | 70.2
024613402038 | SITEWORK | GAS PIPING DEMOLITION | GAS PIPING | Remove welded steel pipe, w/out excavation.8"D, max | LF | 92.38
024613402044 | SITEWORK | GAS PIPING DEMOLITION | GAS PIPING | Remove welded steel pipe, w/out excavation, 10"D, min | LF | 70.2
024613402046 | SITEWORK | GAS PIPING DEMOLITION | GAS PIPING | Remove welded steel pipe, w/out excavation, 10"D, avg | LF | 87.75
024613402048 | SITEWORK | GAS PIPING DEMOLITION | GAS PIPING | Remove welded steel pipe, w/out excavation, 10"D, max | LF | 117
024713401004 | SITEWORK | SANITARY PIPING DEMOLITION | SANITARY PIPING | Remove sewer pipe, no excavation, 4" dia, min | LF | 9.75
024713401006 | SITEWORK | SANITARY PIPING DEMOLITION | SANITARY PIPING | Remove sewer pipe, no excavation, 4" dia, avg | LF | 14.04
024713401008 | SITEWORK | SANITARY PIPING DEMOLITION | SANITARY PIPING | Remove sewer pipe, no excavation, 4" dia, max | LF | 23.4
024713401024 | SITEWORK | SANITARY PIPING DEMOLITION | SANITARY PIPING | Remove sewer pipe, no excavation, 6" dia, min | LF | 10.97
024713401026 | SITEWORK | SANITARY PIPING DEMOLITION | SANITARY PIPING | Remove sewer pipe, no excavation, 6" dia, avg | LF | 15.95
024713401028 | SITEWORK | SANITARY PIPING DEMOLITION | SANITARY PIPING | Remove sewer pipe, no excavation, 6" dia, max | LF | 29.25
024713401044 | SITEWORK | SANITARY PIPING DEMOLITION | SANITARY PIPING | Remove sewer pipe, no excavation, 8" dia, min | LF | 11.7
024713401046 | SITEWORK | SANITARY PIPING DEMOLITION | SANITARY PIPING | Remove sewer pipe, no excavation, 8" dia, avg | LF | 17.55
024713401048 | SITEWORK | SANITARY PIPING DEMOLITION | SANITARY PIPING | Remove sewer pipe, no excavation, 8" dia, max | LF | 35.1
024713401064 | SITEWORK | SANITARY PIPING DEMOLITION | SANITARY PIPING | Remove sewer pipe, no excavation, 10" dia, min | LF | 12.53
024713401066 | SITEWORK | SANITARY PIPING DEMOLITION | SANITARY PIPING | Remove sewer pipe, no excavation, 10" dia, avg | LF | 18.47
024713401068 | SITEWORK | SANITARY PIPING DEMOLITION | SANITARY PIPING | Remove sewer pipe, no excavation, 10" dia, max | LF | 39
024713401084 | SITEWORK | SANITARY PIPING DEMOLITION | SANITARY PIPING | Remove sewer pipe, no excavation, 12" dia, min | LF | 13.5
024713401086 | SITEWORK | SANITARY PIPING DEMOLITION | SANITARY PIPING | Remove sewer pipe, no excavation, 12" dia, avg | LF | 19.5
024713401088 | SITEWORK | SANITARY PIPING DEMOLITION | SANITARY PIPING | Remove sewer pipe, no excavation, 12" dia, max | LF | 43.88
024713401104 | SITEWORK | SANITARY PIPING DEMOLITION | SANITARY PIPING | Remove sewer pipe, no excavation, 15" dia, min | LF | 14.63
024713401106 | SITEWORK | SANITARY PIPING DEMOLITION | SANITARY PIPING | Remove sewer pipe, no excavation, 15" dia, avg | LF | 20.65
024713401108 | SITEWORK | SANITARY PIPING DEMOLITION | SANITARY PIPING | Remove sewer pipe, no excavation, 15" dia, max | LF | 50.15
024713401124 | SITEWORK | SANITARY PIPING DEMOLITION | SANITARY PIPING | Remove sewer pipe, no excavation, 18" dia, min | LF | 15.95
024713401126 | SITEWORK | SANITARY PIPING DEMOLITION | SANITARY PIPING | Remove sewer pipe, no excavation, 18" dia, avg | LF | 23.4
024713401128 | SITEWORK | SANITARY PIPING DEMOLITION | SANITARY PIPING | Remove sewer pipe, no excavation, 18" dia, max | LF | 58.51
024713401144 | SITEWORK | SANITARY PIPING DEMOLITION | SANITARY PIPING | Remove sewer pipe, no excavation, 24" dia, min | LF | 17.55
024713401146 | SITEWORK | SANITARY PIPING DEMOLITION | SANITARY PIPING | Remove sewer pipe, no excavation, 24" dia, avg | LF | 29.25
024713401148 | SITEWORK | SANITARY PIPING DEMOLITION | SANITARY PIPING | Remove sewer pipe, no excavation, 24" dia, max | LF | 70.2
024713401164 | SITEWORK | SANITARY PIPING DEMOLITION | SANITARY PIPING | Remove sewer pipe, no excavation, 30" dia, min | LF | 19.5
024713401166 | SITEWORK | SANITARY PIPING DEMOLITION | SANITARY PIPING | Remove sewer pipe, no excavation, 30" dia, avg | LF | 35.1
024713401168 | SITEWORK | SANITARY PIPING DEMOLITION | SANITARY PIPING | Remove sewer pipe, no excavation, 30" dia, max | LF | 87.75
024713401184 | SITEWORK | SANITARY PIPING DEMOLITION | SANITARY PIPING | Remove sewer pipe, no excavation, 36" dia, min | LF | 23.4
024713401186 | SITEWORK | SANITARY PIPING DEMOLITION | SANITARY PIPING | Remove sewer pipe, no excavation, 36" dia, avg | LF | 43.88
024713401188 | SITEWORK | SANITARY PIPING DEMOLITION | SANITARY PIPING | Remove sewer pipe, no excavation, 36" dia, max | LF | 117
024813401004 | SITEWORK | WATER PIPING DEMOLITION | WATER PIPING | Remove water pipe, no excavation, 4" dia, min | LF | 14.04
024813401006 | SITEWORK | WATER PIPING DEMOLITION | WATER PIPING | Remove water pipe, no excavation, 4" dia, avg | LF | 15.95
024813401008 | SITEWORK | WATER PIPING DEMOLITION | WATER PIPING | Remove water pipe, no excavation, 4" dia, max | LF | 18.47
024813401024 | SITEWORK | WATER PIPING DEMOLITION | WATER PIPING | Remove water pipe, no excavation, 6" dia, min | LF | 14.63
024813401026 | SITEWORK | WATER PIPING DEMOLITION | WATER PIPING | Remove water pipe, no excavation, 6" dia, avg | LF | 16.72
024813401028 | SITEWORK | WATER PIPING DEMOLITION | WATER PIPING | Remove water pipe, no excavation, 6" dia, max | LF | 19.5
024813401044 | SITEWORK | WATER PIPING DEMOLITION | WATER PIPING | Remove water pipe, no excavation, 8" dia, min | LF | 15.95
024813401046 | SITEWORK | WATER PIPING DEMOLITION | WATER PIPING | Remove water pipe, no excavation, 8" dia, avg | LF | 18.47
024813401048 | SITEWORK | WATER PIPING DEMOLITION | WATER PIPING | Remove water pipe, no excavation, 8" dia, max | LF | 21.94
024813401064 | SITEWORK | WATER PIPING DEMOLITION | WATER PIPING | Remove water pipe, no excavation, 10" dia, min | LF | 16.72
024813401066 | SITEWORK | WATER PIPING DEMOLITION | WATER PIPING | Remove water pipe, no excavation, 10" dia, avg | LF | 19.5
024813401068 | SITEWORK | WATER PIPING DEMOLITION | WATER PIPING | Remove water pipe, no excavation, 10" dia, max | LF | 23.4
024813401084 | SITEWORK | WATER PIPING DEMOLITION | WATER PIPING | Remove water pipe, no excavation, 12" dia, min | LF | 17.55
024813401086 | SITEWORK | WATER PIPING DEMOLITION | WATER PIPING | Remove water pipe, no excavation, 12" dia, avg | LF | 20.65
024813401088 | SITEWORK | WATER PIPING DEMOLITION | WATER PIPING | Remove water pipe, no excavation, 12" dia, max | LF | 25.07
024813401104 | SITEWORK | WATER PIPING DEMOLITION | WATER PIPING | Remove water pipe, no excavation, 14" dia, min | LF | 18.47
024813401106 | SITEWORK | WATER PIPING DEMOLITION | WATER PIPING | Remove water pipe, no excavation, 14" dia, avg | LF | 21.94
024813401108 | SITEWORK | WATER PIPING DEMOLITION | WATER PIPING | Remove water pipe, no excavation, 14" dia, max | LF | 27
024813401124 | SITEWORK | WATER PIPING DEMOLITION | WATER PIPING | Remove water pipe, no excavation, 16" dia, min | LF | 19.5
024813401126 | SITEWORK | WATER PIPING DEMOLITION | WATER PIPING | Remove water pipe, no excavation, 16" dia, avg | LF | 23.4
024813401128 | SITEWORK | WATER PIPING DEMOLITION | WATER PIPING | Remove water pipe, no excavation, 16" dia, max | LF | 29.25
024813401144 | SITEWORK | WATER PIPING DEMOLITION | WATER PIPING | Remove water pipe, no excavation, 18" dia, min | LF | 20.65
024813401146 | SITEWORK | WATER PIPING DEMOLITION | WATER PIPING | Remove water pipe, no excavation, 18" dia, avg | LF | 25.07
024813401148 | SITEWORK | WATER PIPING DEMOLITION | WATER PIPING | Remove water pipe, no excavation, 18" dia, max | LF | 31.92
024813401164 | SITEWORK | WATER PIPING DEMOLITION | WATER PIPING | Remove water pipe, no excavation, 20" dia, min | LF | 21.94
024813401166 | SITEWORK | WATER PIPING DEMOLITION | WATER PIPING | Remove water pipe, no excavation, 20" dia, avg | LF | 27
024813401168 | SITEWORK | WATER PIPING DEMOLITION | WATER PIPING | Remove water pipe, no excavation, 20" dia, max | LF | 35.1
024813401200 | SITEWORK | WATER PIPING DEMOLITION | WATER PIPING | Remove water pipe valves, 6" | EA | 176
024813401220 | SITEWORK | WATER PIPING DEMOLITION | WATER PIPING | Remove water pipe valves, 10" | EA | 195
024813401240 | SITEWORK | WATER PIPING DEMOLITION | WATER PIPING | Remove water pipe valves, 14" | EA | 219
024813401260 | SITEWORK | WATER PIPING DEMOLITION | WATER PIPING | Remove water pipe valves, 18" | EA | 293
024913500110 | SITEWORK | EXTERIOR DEMOLITION | SAW CUTTING PAVEMENT | Saw cutting paving, bituminous, 2" thick | LF | 2.72
024913500120 | SITEWORK | EXTERIOR DEMOLITION | SAW CUTTING PAVEMENT | Saw cutting paving, bituminous, 3" thick | LF | 3.4
024913500130 | SITEWORK | EXTERIOR DEMOLITION | SAW CUTTING PAVEMENT | Saw cutting paving, bituminous, 4" thick | LF | 4.19
024913500140 | SITEWORK | EXTERIOR DEMOLITION | SAW CUTTING PAVEMENT | Saw cutting paving, bituminous, 5" thick | LF | 4.54
024913500150 | SITEWORK | EXTERIOR DEMOLITION | SAW CUTTING PAVEMENT | Saw cutting paving, bituminous, 6" thick | LF | 4.86
024913500210 | SITEWORK | EXTERIOR DEMOLITION | SAW CUTTING PAVEMENT | Saw cutting paving, conc w/mesh, 4" thick | LF | 5.24
024913500212 | SITEWORK | EXTERIOR DEMOLITION | SAW CUTTING PAVEMENT | Saw cutting paving, conc w/mesh, 5" thick | LF | 5.67
024913500215 | SITEWORK | EXTERIOR DEMOLITION | SAW CUTTING PAVEMENT | Saw cutting paving, conc w/mesh, 6" thick | LF | 6.19
024913500220 | SITEWORK | EXTERIOR DEMOLITION | SAW CUTTING PAVEMENT | Saw cutting paving, conc w/mesh, 8" thick | LF | 6.8
024913500250 | SITEWORK | EXTERIOR DEMOLITION | SAW CUTTING PAVEMENT | Saw cutting paving, conc w/mesh, 10" thick | LF | 7.57
024913500320 | SITEWORK | EXTERIOR DEMOLITION | SAW CUTTING PAVEMENT | Saw cutting, plain concrete, unreinforced, 4" thick | LF | 4.54
024913500340 | SITEWORK | EXTERIOR DEMOLITION | SAW CUTTING PAVEMENT | Saw cutting, plain concrete, unreinforced, 5" thick | LF | 5.24
024913500360 | SITEWORK | EXTERIOR DEMOLITION | SAW CUTTING PAVEMENT | Saw cutting, plain concrete, unreinforced, 6" thick | LF | 5.67
024913500380 | SITEWORK | EXTERIOR DEMOLITION | SAW CUTTING PAVEMENT | Saw cutting, plain concrete, unreinforced, 8" thick | LF | 6.19
024913500390 | SITEWORK | EXTERIOR DEMOLITION | SAW CUTTING PAVEMENT | Saw cutting, plain concrete, unreinforced, 10" thick | LF | 6.8
024929801000 | SITEWORK | EXTERIOR DEMOLITION | WALL, EXTERIOR | Remove wall, conc, light reinf, 6" thick | SF | 17.55
024929801020 | SITEWORK | EXTERIOR DEMOLITION | WALL, EXTERIOR | Remove wall, conc, light reinf, 8" thick | SF | 18.47
024929801040 | SITEWORK | EXTERIOR DEMOLITION | WALL, EXTERIOR | Remove wall, conc, light reinf, 10" thick | SF | 19.5
024929801060 | SITEWORK | EXTERIOR DEMOLITION | WALL, EXTERIOR | Remove wall, conc, light reinf, 12" thick | SF | 21.94
024929801200 | SITEWORK | EXTERIOR DEMOLITION | WALL, EXTERIOR | Remove wall, conc, medium reinf, 6" thick | SF | 18.47
024929801220 | SITEWORK | EXTERIOR DEMOLITION | WALL, EXTERIOR | Remove wall, conc, medium reinf, 8" thick | SF | 19.5
024929801240 | SITEWORK | EXTERIOR DEMOLITION | WALL, EXTERIOR | Remove wall, conc, medium reinf, 10" thick | SF | 21.94
024929801260 | SITEWORK | EXTERIOR DEMOLITION | WALL, EXTERIOR | Remove wall, conc, medium reinf, 12" thick | SF | 25.07
024929801400 | SITEWORK | EXTERIOR DEMOLITION | WALL, EXTERIOR | Remove wall, conc, heavy reinf, 6" thick | SF | 20.65
024929801420 | SITEWORK | EXTERIOR DEMOLITION | WALL, EXTERIOR | Remove wall, conc, heavy reinf, 8" thick | SF | 21.94
024929801440 | SITEWORK | EXTERIOR DEMOLITION | WALL, EXTERIOR | Remove wall, conc, heavy reinf, 10" thick | SF | 25.07
024929801460 | SITEWORK | EXTERIOR DEMOLITION | WALL, EXTERIOR | Remove wall, conc, heavy reinf, 12" thick | SF | 29.25
024929802000 | SITEWORK | EXTERIOR DEMOLITION | WALL, EXTERIOR | Remove wall, masonry, no reinf, 8" thick | SF | 7.8
024929802020 | SITEWORK | EXTERIOR DEMOLITION | WALL, EXTERIOR | Remove wall, masonry, no reinf, 12" thick | SF | 8.78
024929802040 | SITEWORK | EXTERIOR DEMOLITION | WALL, EXTERIOR | Remove wall, masonry, no reinf, 16" thick | SF | 10.03
024929802060 | SITEWORK | EXTERIOR DEMOLITION | WALL, EXTERIOR | Remove wall, masonry, horizontal reinf, 8" thick | SF | 8.78
024929802080 | SITEWORK | EXTERIOR DEMOLITION | WALL, EXTERIOR | Remove wall, masonry, horizontal reinf, 12" thick | SF | 9.48
024929802100 | SITEWORK | EXTERIOR DEMOLITION | WALL, EXTERIOR | Remove wall, masonry, horizontal reinf, 16" thick | SF | 11.32
024929802120 | SITEWORK | EXTERIOR DEMOLITION | WALL, EXTERIOR | Remove wall, masonry, vertical reinf, 8" thick | SF | 11.32
024929802140 | SITEWORK | EXTERIOR DEMOLITION | WALL, EXTERIOR | Remove wall, masonry, vertical reinf, 12" thick | SF | 13
024929802160 | SITEWORK | EXTERIOR DEMOLITION | WALL, EXTERIOR | Remove wall, masonry, vertical reinf, 16" thick | SF | 15.95
024929805020 | SITEWORK | EXTERIOR DEMOLITION | WALL, EXTERIOR | Remove concrete headwall, 15" pipe | EA | 251
024929805040 | SITEWORK | EXTERIOR DEMOLITION | WALL, EXTERIOR | Remove concrete headwall, 18" pipe | EA | 293
024929805060 | SITEWORK | EXTERIOR DEMOLITION | WALL, EXTERIOR | Remove concrete headwall, 24" pipe | EA | 319
024929805080 | SITEWORK | EXTERIOR DEMOLITION | WALL, EXTERIOR | Remove concrete headwall, 30" pipe | EA | 351
024929805100 | SITEWORK | EXTERIOR DEMOLITION | WALL, EXTERIOR | Remove concrete headwall, 36" pipe | EA | 390
024929805120 | SITEWORK | EXTERIOR DEMOLITION | WALL, EXTERIOR | Remove concrete headwall, 48" pipe | EA | 501
024929805140 | SITEWORK | EXTERIOR DEMOLITION | WALL, EXTERIOR | Remove concrete headwall, 60" pipe | EA | 702
025106100200 | SITEWORK | DEMOLITION | COMPLETE BUILDING DEMOLITION | Building demo, incl disposal, wood | CF | 0.51
025106100300 | SITEWORK | DEMOLITION | COMPLETE BUILDING DEMOLITION | Building demo, incl disposal, concrete | CF | 0.77
025106100400 | SITEWORK | DEMOLITION | COMPLETE BUILDING DEMOLITION | Building demo, incl disposal, steel frame | CF | 1.03
025119001120 | SITEWORK | DEMOLITION | BUILDING DEMOLITION | Partition removal, concrete block, 4" thick | SF | 3.2
025119001140 | SITEWORK | DEMOLITION | BUILDING DEMOLITION | Partition removal, concrete block, 8" thick | SF | 4.27
025119001160 | SITEWORK | DEMOLITION | BUILDING DEMOLITION | Partition removal, concrete block, 12" thick | SF | 5.82
025119001220 | SITEWORK | DEMOLITION | BUILDING DEMOLITION | Partition removal, brick masonry, 4" thick | SF | 3.2
025119001240 | SITEWORK | DEMOLITION | BUILDING DEMOLITION | Partition removal, brick masonry, 8" thick | SF | 4
025119001260 | SITEWORK | DEMOLITION | BUILDING DEMOLITION | Partition removal, brick masonry, 12" thick | SF | 5.34
025119001280 | SITEWORK | DEMOLITION | BUILDING DEMOLITION | Partition removal, brick masonry, 16" thick | SF | 8.01
025119001421 | SITEWORK | DEMOLITION | BUILDING DEMOLITION | Partition removal, CIP concrete, unreinf, 6" thick | SF | 23.4
025119001423 | SITEWORK | DEMOLITION | BUILDING DEMOLITION | Partition removal, CIP concrete, unreinf, 8" thick | SF | 25.07
025119001425 | SITEWORK | DEMOLITION | BUILDING DEMOLITION | Partition removal, CIP concrete, unreinf, 10" thick | SF | 29.25
025119001427 | SITEWORK | DEMOLITION | BUILDING DEMOLITION | Partition removal, CIP concrete, unreinf, 12" thick | SF | 35.1
025119001441 | SITEWORK | DEMOLITION | BUILDING DEMOLITION | Partition removal, CIP concrete, reinf, 6" thick | SF | 27
025119001443 | SITEWORK | DEMOLITION | BUILDING DEMOLITION | Partition removal, CIP concrete, reinf, 8" thick | SF | 35.1
025119001445 | SITEWORK | DEMOLITION | BUILDING DEMOLITION | Partition removal, CIP concrete, reinf, 10" thick | SF | 39
025119001447 | SITEWORK | DEMOLITION | BUILDING DEMOLITION | Partition removal, CIP concrete, reinf, 12" thick | SF | 46.8
025119001520 | SITEWORK | DEMOLITION | BUILDING DEMOLITION | Partition removal, terra cotta, To 6" thick | SF | 3.2
025119001720 | SITEWORK | DEMOLITION | BUILDING DEMOLITION | Partition removal, metal or wood, drywall 2 sides | SF | 3.2
025119001740 | SITEWORK | DEMOLITION | BUILDING DEMOLITION | Partition removal, metal studs, lath and plaster | SF | 4.27
025119002040 | SITEWORK | DEMOLITION | BUILDING DEMOLITION | Door removal, metal, single, 2'-6"x 6'-8" | EA | 80.09
025119002060 | SITEWORK | DEMOLITION | BUILDING DEMOLITION | Door removal, metal, single, 3'x7' | EA | 107
025119002080 | SITEWORK | DEMOLITION | BUILDING DEMOLITION | Door removal, metal, double, 3'x7' | EA | 128
025119002085 | SITEWORK | DEMOLITION | BUILDING DEMOLITION | Door removal, metal, double, 4'x8' | EA | 128
025119002160 | SITEWORK | DEMOLITION | BUILDING DEMOLITION | Door removal, wood, 2'-6"x 6'8" | EA | 45.77
025119002180 | SITEWORK | DEMOLITION | BUILDING DEMOLITION | Door removal, wood, 3'-0"x 6'8" | EA | 53.39
025119002200 | SITEWORK | DEMOLITION | BUILDING DEMOLITION | Door removal, wood, double, 5'-0"x 6'-8" | EA | 64.07
025119002220 | SITEWORK | DEMOLITION | BUILDING DEMOLITION | Door removal, wood, double, 6'-0"x 6'-8" | EA | 71.19
025119002260 | SITEWORK | DEMOLITION | BUILDING DEMOLITION | Door, remove for re-use, hollow metal | EA | 160
025119002280 | SITEWORK | DEMOLITION | BUILDING DEMOLITION | Door, remove for re-use, hollow wood | EA | 107
025119002340 | SITEWORK | DEMOLITION | BUILDING DEMOLITION | Floor removal, brick flooring | SF | 2.56
025119002360 | SITEWORK | DEMOLITION | BUILDING DEMOLITION | Floor removal, ceramic or quarry tile | SF | 1.42
025119002380 | SITEWORK | DEMOLITION | BUILDING DEMOLITION | Floor removal, terrazzo | SF | 2.85
025119002400 | SITEWORK | DEMOLITION | BUILDING DEMOLITION | Floor removal, heavy wood | SF | 1.71
025119002420 | SITEWORK | DEMOLITION | BUILDING DEMOLITION | Floor removal, wood, residential | SF | 1.83
025119002440 | SITEWORK | DEMOLITION | BUILDING DEMOLITION | Floor removal, resilient tile or linoleum | SF | 0.64
025119002540 | SITEWORK | DEMOLITION | BUILDING DEMOLITION | Acoustic tile removal, adhesive fastened | SF | 0.64
025119002560 | SITEWORK | DEMOLITION | BUILDING DEMOLITION | Acoustic tile removal, furred and glued | SF | 0.53
025119002580 | SITEWORK | DEMOLITION | BUILDING DEMOLITION | Acoustical tile removal, suspended grid | SF | 0.4
025119002620 | SITEWORK | DEMOLITION | BUILDING DEMOLITION | Suspended system, drywall ceiling, furred & nailed | SF | 0.71
025119002640 | SITEWORK | DEMOLITION | BUILDING DEMOLITION | Suspended system, drywall ceiling, nailed to frame | SF | 0.64
025119002680 | SITEWORK | DEMOLITION | BUILDING DEMOLITION | Suspended system, plastered ceiling, furred on frame | SF | 1.6
025119002700 | SITEWORK | DEMOLITION | BUILDING DEMOLITION | Suspended system, plastered ceiling | SF | 2.14
025119002840 | SITEWORK | DEMOLITION | BUILDING DEMOLITION | Roofing removal, steel frame, corrugated metal roof | SF | 1.28
025119002860 | SITEWORK | DEMOLITION | BUILDING DEMOLITION | Roofing removal, steel frame, build up roof | SF | 2.14
025119002920 | SITEWORK | DEMOLITION | BUILDING DEMOLITION | Roofing removal, wood frame, built-up | SF | 1.97
025119002940 | SITEWORK | DEMOLITION | BUILDING DEMOLITION | Roofing removal, wood frame, shingles | SF | 1.07
025119002960 | SITEWORK | DEMOLITION | BUILDING DEMOLITION | Roofing removal, wood frame, roof tiles | SF | 2.14
025119008900 | SITEWORK | DEMOLITION | BUILDING DEMOLITION | Roofing removal, concrete frame | CF | 4.27
025119008920 | SITEWORK | DEMOLITION | BUILDING DEMOLITION | Roofing removal, concrete plank | SF | 3.2
025119008940 | SITEWORK | DEMOLITION | BUILDING DEMOLITION | Roofing removal, concrete plank, built-up roof | SF | 1.83
025119009240 | SITEWORK | DEMOLITION | BUILDING DEMOLITION | Cut-out, concrete, elev slabs, mesh reinf, under 5 cf | CF | 64.07
025119009260 | SITEWORK | DEMOLITION | BUILDING DEMOLITION | Cut-out, concrete, elev slabs, mesh reinf, over 5 cf | CF | 53.39
025119009280 | SITEWORK | DEMOLITION | BUILDING DEMOLITION | Cut-out, concrete, elev slabs, bar reinf, under 5 cf | CF | 107
025119009290 | SITEWORK | DEMOLITION | BUILDING DEMOLITION | Cut-out, concrete, elev slabs, bar reinf, over 5 cf | CF | 80.09
025119009302 | SITEWORK | DEMOLITION | BUILDING DEMOLITION | Window removal, incl trim, metal, 2'x 3' | EA | 64.07
025119009304 | SITEWORK | DEMOLITION | BUILDING DEMOLITION | Window removal, incl trim, metal, 2'x4' | EA | 71.19
025119009306 | SITEWORK | DEMOLITION | BUILDING DEMOLITION | Window removal, incl trim, metal, 2'x6' | EA | 80.09
025119009308 | SITEWORK | DEMOLITION | BUILDING DEMOLITION | Window removal, incl trim, metal, 3'x4' | EA | 80.09
025119009310 | SITEWORK | DEMOLITION | BUILDING DEMOLITION | Window removal, incl trim, metal, 3'x6' | EA | 91.53
025119009312 | SITEWORK | DEMOLITION | BUILDING DEMOLITION | Window removal, incl trim, metal, 3'x8' | EA | 107
025119009314 | SITEWORK | DEMOLITION | BUILDING DEMOLITION | Window removal, incl trim, metal, 4'x4' | EA | 107
025119009315 | SITEWORK | DEMOLITION | BUILDING DEMOLITION | Window removal, incl trim, metal, 4'x6' | EA | 128
025119009316 | SITEWORK | DEMOLITION | BUILDING DEMOLITION | Window removal, incl trim, metal, 4'x8' | EA | 160
025119009318 | SITEWORK | DEMOLITION | BUILDING DEMOLITION | Window removal, incl trim, wood, 2'x 3' | EA | 35.6
025119009319 | SITEWORK | DEMOLITION | BUILDING DEMOLITION | Window removal, incl trim, wood, 2'x4' | EA | 37.69
025119009320 | SITEWORK | DEMOLITION | BUILDING DEMOLITION | Window removal, incl trim, wood, 2'x6' | EA | 40.04
025119009321 | SITEWORK | DEMOLITION | BUILDING DEMOLITION | Window removal, incl trim, wood, 3'x4' | EA | 42.71
025119009322 | SITEWORK | DEMOLITION | BUILDING DEMOLITION | Window removal, incl trim, wood, 3'x6' | EA | 45.77
025119009324 | SITEWORK | DEMOLITION | BUILDING DEMOLITION | Window removal, incl trim, wood, 3'x8' | EA | 49.29
025119009325 | SITEWORK | DEMOLITION | BUILDING DEMOLITION | Window removal, incl trim, wood, 6'x4' | EA | 53.39
025119009326 | SITEWORK | DEMOLITION | BUILDING DEMOLITION | Window removal, incl trim, wood, 6'x6' | EA | 58.25
025119009327 | SITEWORK | DEMOLITION | BUILDING DEMOLITION | Window removal, incl trim, wood, 6'x8' | EA | 64.07
025119009330 | SITEWORK | DEMOLITION | BUILDING DEMOLITION | Wall removal, conc, bar reinf, small jobs | CF | 42.71
025119009340 | SITEWORK | DEMOLITION | BUILDING DEMOLITION | Wall removal, conc, bar reinf, large jobs | CF | 35.6
025119009390 | SITEWORK | DEMOLITION | BUILDING DEMOLITION | Wall removal, brick, not incl toothing, 4" thick | SF | 3.2
025119009400 | SITEWORK | DEMOLITION | BUILDING DEMOLITION | Wall removal, brick, not incl toothing, 8" thick | SF | 4
025119009410 | SITEWORK | DEMOLITION | BUILDING DEMOLITION | Wall removal, brick, not incl toothing, 12" thick | SF | 5.34
025119009415 | SITEWORK | DEMOLITION | BUILDING DEMOLITION | Wall removal, brick, not incl toothing, 16" thick | SF | 8.01
025119009440 | SITEWORK | DEMOLITION | BUILDING DEMOLITION | Wall removal, conc block, not incl toothing, 4" thick | SF | 3.56
025119009450 | SITEWORK | DEMOLITION | BUILDING DEMOLITION | Wall removal, conc block, not incl toothing, 6" thick | SF | 3.77
025119009460 | SITEWORK | DEMOLITION | BUILDING DEMOLITION | Wall removal, conc block, not incl toothing, 8" thick | SF | 4
025119009465 | SITEWORK | DEMOLITION | BUILDING DEMOLITION | Wall removal, conc block, not incl toothing, 10" th | SF | 4.58
025119009470 | SITEWORK | DEMOLITION | BUILDING DEMOLITION | Wall removal, conc block, not incl toothing, 12" th | SF | 5.34
025119009520 | SITEWORK | DEMOLITION | BUILDING DEMOLITION | Rubbish handling, load in dumpster or truck, min | CF | 1.42
025119009540 | SITEWORK | DEMOLITION | BUILDING DEMOLITION | Rubbish handling, load in dumpster or truck, max | CF | 2.14
025119009560 | SITEWORK | DEMOLITION | BUILDING DEMOLITION | Rubbish handling, for use of elevators, add, minimum | CF | 0.32
025119009570 | SITEWORK | DEMOLITION | BUILDING DEMOLITION | Rubbish handling, for use of elevators, add, maximum | CF | 0.64
025119009610 | SITEWORK | DEMOLITION | BUILDING DEMOLITION | Rubbish chute, min | LF | 22
025119009615 | SITEWORK | DEMOLITION | BUILDING DEMOLITION | Rubbish chute, max | LF | 55
025119009640 | SITEWORK | DEMOLITION | BUILDING DEMOLITION | Rubbish hauling, hand load on truck, 2 mile trip | CY | 54.47
025119009660 | SITEWORK | DEMOLITION | BUILDING DEMOLITION | Rubbish hauling, machine load on truck, 2 mile trip | CY | 35.1
026500602000 | SITEWORK | SITE REMEDIATION | UNDERGROUND TANKS | Remove UG storage tank, w/excav, 50 to 250 gals | EA | 1170
026500602050 | SITEWORK | SITE REMEDIATION | UNDERGROUND TANKS | Remove UG storage tank, w/excav, 600 gals | EA | 1170
026500602060 | SITEWORK | SITE REMEDIATION | UNDERGROUND TANKS | Remove UG storage tank, w/excav, 1000 gal | EA | 1755
026500602100 | SITEWORK | SITE REMEDIATION | UNDERGROUND TANKS | Remove UG storage tank, w/excav, 4000 gals | EA | 2808
026500602120 | SITEWORK | SITE REMEDIATION | UNDERGROUND TANKS | Remove UG storage tank, w/excav, 5000 gals | EA | 2808
026500602140 | SITEWORK | SITE REMEDIATION | UNDERGROUND TANKS | Remove UG storage tank, w/excav, 10,000 gals | EA | 4680
026500602160 | SITEWORK | SITE REMEDIATION | UNDERGROUND TANKS | Remove UG storage tank, w/excav, 12,000 gals | EA | 5850
026500602180 | SITEWORK | SITE REMEDIATION | UNDERGROUND TANKS | Remove UG storage tank, w/excav, 15,000 gals | EA | 7020
026500602200 | SITEWORK | SITE REMEDIATION | UNDERGROUND TANKS | Remove UG storage tank, w/excav, 20,000 gals | EA | 8775
026500701000 | SITEWORK | SITE REMEDIATION | SEPTIC TANKS | Remove septic tank, 1000 gals | EA | 293
026500701020 | SITEWORK | SITE REMEDIATION | SEPTIC TANKS | Remove septic tank, 2000 gals | EA | 351
026500701040 | SITEWORK | SITE REMEDIATION | SEPTIC TANKS | Remove septic tank, 5000 gals | EA | 439
026500701060 | SITEWORK | SITE REMEDIATION | SEPTIC TANKS | Remove septic tank, 15,000 gals | EA | 3510
026500701080 | SITEWORK | SITE REMEDIATION | SEPTIC TANKS | Remove septic tank, 25,000 gals | EA | 4680
026500702000 | SITEWORK | SITE REMEDIATION | SEPTIC TANKS | Remove septic tank, 40,000 gals | EA | 7020
028200101000 | SITEWORK | HAZARDOUS WASTE | ASBESTOS REMOVAL | Enclosure using wood studs & poly, install, remove | SF | 609
028200101020 | SITEWORK | HAZARDOUS WASTE | ASBESTOS REMOVAL | Trailer (change room) | DAY | 142
028200101100 | SITEWORK | HAZARDOUS WASTE | ASBESTOS REMOVAL | Disposal suits (4 suits per man day) | DAY | 56.71
028200101120 | SITEWORK | HAZARDOUS WASTE | ASBESTOS REMOVAL | Type C respirator mask, incl hose & filters, per man | DAY | 28.35
028200101130 | SITEWORK | HAZARDOUS WASTE | ASBESTOS REMOVAL | Respirator mask & filter, light contamination | DAY | 11.34
028200102000 | SITEWORK | HAZARDOUS WASTE | ASBESTOS REMOVAL | Air monitoring test, 12 test per day, off job | DAY | 1582
028200102020 | SITEWORK | HAZARDOUS WASTE | ASBESTOS REMOVAL | Air monitoring test, 12 test per day, on job | DAY | 2109
028200106000 | SITEWORK | HAZARDOUS WASTE | ASBESTOS REMOVAL | Asbestos vacuum with attachments | EA | 917
028200106500 | SITEWORK | HAZARDOUS WASTE | ASBESTOS REMOVAL | Hydraspray piston pump | EA | 1223
028200106600 | SITEWORK | HAZARDOUS WASTE | ASBESTOS REMOVAL | Negative air pressure system | EA | 1223
028200106800 | SITEWORK | HAZARDOUS WASTE | ASBESTOS REMOVAL | Grade D breathing air equipment | EA | 2751
028200106900 | SITEWORK | HAZARDOUS WASTE | ASBESTOS REMOVAL | Glove bag, 44" x 60" x 6 mil plastic | EA | 8.86
028200108000 | SITEWORK | HAZARDOUS WASTE | ASBESTOS REMOVAL | 40 cy asbestos dumpster (week) | EA | 1023
028200108100 | SITEWORK | HAZARDOUS WASTE | ASBESTOS REMOVAL | 40 cy asbestos dumpster, pick up/delivery | EA | 468
028200108400 | SITEWORK | HAZARDOUS WASTE | ASBESTOS REMOVAL | 40 cy asbestos dump fee | EA | 297
028200201000 | SITEWORK | HAZARDOUS WASTE | DUCT INSULATION REMOVAL | Remove duct insulation, duct size, 6"x 12" | LF | 316
028200201020 | SITEWORK | HAZARDOUS WASTE | DUCT INSULATION REMOVAL | Remove duct insulation, duct size, 6"x 18" | LF | 235
028200201040 | SITEWORK | HAZARDOUS WASTE | DUCT INSULATION REMOVAL | Remove duct insulation, duct size, 6"x 24" | LF | 163
028200201060 | SITEWORK | HAZARDOUS WASTE | DUCT INSULATION REMOVAL | Remove duct insulation, duct size 8"x 12" | LF | 216
028200201080 | SITEWORK | HAZARDOUS WASTE | DUCT INSULATION REMOVAL | Remove duct insulation, duct size, 8"x 18" | LF | 200
028200201100 | SITEWORK | HAZARDOUS WASTE | DUCT INSULATION REMOVAL | Remove duct insulation, duct size, 8"x 24" | LF | 149
028200201120 | SITEWORK | HAZARDOUS WASTE | DUCT INSULATION REMOVAL | Remove duct insulation, duct size, 12"x 12" | LF | 216
028200201140 | SITEWORK | HAZARDOUS WASTE | DUCT INSULATION REMOVAL | Remove duct insulation, duct size, 12"x 18" | LF | 163
028200201160 | SITEWORK | HAZARDOUS WASTE | DUCT INSULATION REMOVAL | Remove duct insulation, duct size, 12"x 24" | LF | 133
028200301000 | SITEWORK | HAZARDOUS WASTE | PIPE INSULATION REMOVAL | Remove pipe insul, 2" asbestos, pipe 1" to 3" | LF | 5.34
028200301020 | SITEWORK | HAZARDOUS WASTE | PIPE INSULATION REMOVAL | Remove pipe insul, 2" asbestos, pipe 4" to 6" | LF | 6.1
028200301040 | SITEWORK | HAZARDOUS WASTE | PIPE INSULATION REMOVAL | Remove pipe insul, 3" asbestos, pipe 7" to 8" | LF | 6.41
028200301060 | SITEWORK | HAZARDOUS WASTE | PIPE INSULATION REMOVAL | Remove pipe insul, 3" asbestos, pipe, 9" to 10" | LF | 6.74
028200301070 | SITEWORK | HAZARDOUS WASTE | PIPE INSULATION REMOVAL | Remove pipe insul, 3" asbestos, pipe, 11" to 12" | LF | 7.12
028200301080 | SITEWORK | HAZARDOUS WASTE | PIPE INSULATION REMOVAL | Remove pipe insul, 3" asbestos, pipe, 13" to 14" | LF | 7.54
028200301090 | SITEWORK | HAZARDOUS WASTE | PIPE INSULATION REMOVAL | Remove pipe insul, 3" asbestos, pipe 15 to 18" | LF | 8.01
030130100090 | CONCRETE | CONCRETE RESTORATION | CONCRETE REPAIR | Epoxy grout floor patch, 1/4" thick | SF | 15.3
030130100100 | CONCRETE | CONCRETE RESTORATION | CONCRETE REPAIR | Grout, epoxy, 2 component system | CF | 429
030130100110 | CONCRETE | CONCRETE RESTORATION | CONCRETE REPAIR | Epoxy sand | BAG | 29.09
030130100120 | CONCRETE | CONCRETE RESTORATION | CONCRETE REPAIR | Epoxy modifier | GAL | 187
030130100140 | CONCRETE | CONCRETE RESTORATION | CONCRETE REPAIR | Epoxy gel grout | SF | 68.4
030130100150 | CONCRETE | CONCRETE RESTORATION | CONCRETE REPAIR | Epoxy grout, injection valve, 1 way, threaded plastic | EA | 24.7
030130100155 | CONCRETE | CONCRETE RESTORATION | CONCRETE REPAIR | Grout crack seal, 2 component | CF | 1063
030130100160 | CONCRETE | CONCRETE RESTORATION | CONCRETE REPAIR | Group, nonshrink | CF | 166
030130100170 | CONCRETE | CONCRETE RESTORATION | CONCRETE REPAIR | Concrete, epoxy modified, sand mix | CF | 188
030130100180 | CONCRETE | CONCRETE RESTORATION | CONCRETE REPAIR | Concrete, epoxy modified, gravel mix | CF | 138
030130100200 | CONCRETE | CONCRETE RESTORATION | CONCRETE REPAIR | Concrete repairs, soffit, 16" wide | LF | 18.4
030130100210 | CONCRETE | CONCRETE RESTORATION | CONCRETE REPAIR | Concrete repairs, soffit, 18" wide | LF | 19.3
030130100220 | CONCRETE | CONCRETE RESTORATION | CONCRETE REPAIR | Concrete repairs, soffit, 24" wide | LF | 21.35
030130100230 | CONCRETE | CONCRETE RESTORATION | CONCRETE REPAIR | Concrete repairs, soffit, 30" wide | LF | 23.26
030130100240 | CONCRETE | CONCRETE RESTORATION | CONCRETE REPAIR | Concrete repairs, soffit, 32" wide | LF | 24.55
030130100250 | CONCRETE | CONCRETE RESTORATION | CONCRETE REPAIR | Concrete repairs, edge, 2" spall | LF | 18.68
030130100260 | CONCRETE | CONCRETE RESTORATION | CONCRETE REPAIR | Concrete repairs, edge, 3" spall | LF | 19.61
030130100270 | CONCRETE | CONCRETE RESTORATION | CONCRETE REPAIR | Concrete repairs, edge, 4" spall | LF | 20.16
030130100280 | CONCRETE | CONCRETE RESTORATION | CONCRETE REPAIR | Concrete repairs, edge, 6" spall | LF | 20.73
030130100290 | CONCRETE | CONCRETE RESTORATION | CONCRETE REPAIR | Concrete repairs, edge, 8" spall | LF | 21.95
030130100300 | CONCRETE | CONCRETE RESTORATION | CONCRETE REPAIR | Concrete repairs, edge, 9" spall | LF | 24.55
030130100330 | CONCRETE | CONCRETE RESTORATION | CONCRETE REPAIR | Concrete repair, crack, 1/8" | LF | 11.65
030130105010 | CONCRETE | CONCRETE RESTORATION | CONCRETE REPAIR | Reinforcing steel repairs, 1 bar, 4 ft, #4 bar | LF | 11.22
030130105012 | CONCRETE | CONCRETE RESTORATION | CONCRETE REPAIR | Reinforcing steel repairs, 1 bar, 4 ft, #5 bar | LF | 11.5
030130105014 | CONCRETE | CONCRETE RESTORATION | CONCRETE REPAIR | Reinforcing steel repairs, 1 bar, 4 ft, #6 bar | LF | 12.54
030130105016 | CONCRETE | CONCRETE RESTORATION | CONCRETE REPAIR | Reinforcing steel repairs, 1 bar, 4 ft, #8 bar | LF | 13.63
030130105020 | CONCRETE | CONCRETE RESTORATION | CONCRETE REPAIR | Reinforcing steel repairs, 1 bar, 4 ft, #9 bar | LF | 15.11
030130105030 | CONCRETE | CONCRETE RESTORATION | CONCRETE REPAIR | Reinforcing steel repairs, 1 bar, 4 ft, #11 bar | LF | 16.89
030130107020 | CONCRETE | CONCRETE RESTORATION | CONCRETE REPAIR | Form fabric, nylon, 18" diameter | LF | 22.2
030130107030 | CONCRETE | CONCRETE RESTORATION | CONCRETE REPAIR | Form fabric, nylon, 20" diameter | LF | 22.57
030130107040 | CONCRETE | CONCRETE RESTORATION | CONCRETE REPAIR | Form fabric, nylon, 24" diameter | LF | 37.12
030130107050 | CONCRETE | CONCRETE RESTORATION | CONCRETE REPAIR | Form fabric, nylon, 30" diameter | LF | 38.06
030130107060 | CONCRETE | CONCRETE RESTORATION | CONCRETE REPAIR | Form fabric, nylon, 36" diameter | LF | 43.67
030130107110 | CONCRETE | CONCRETE RESTORATION | CONCRETE REPAIR | Pile repairs, polyethelene wrap, 30 mil thk, 60" wide | SF | 45.27
030130107120 | CONCRETE | CONCRETE RESTORATION | CONCRETE REPAIR | Pile repairs, polyethelene wrap, 30 mil thk, 72" wide | SF | 51.81
030130107130 | CONCRETE | CONCRETE RESTORATION | CONCRETE REPAIR | Pile repairs, polyethelene wrap, 60 mil thk, 60" wide | SF | 49.71
030130107140 | CONCRETE | CONCRETE RESTORATION | CONCRETE REPAIR | Pile repairs, polyethelene wrap, 60 mil thk, 80" wide | SF | 62.01
030130108020 | CONCRETE | CONCRETE RESTORATION | CONCRETE REPAIR | Pile spall, average repair 3', 18"x 18" | EA | 127
030130108030 | CONCRETE | CONCRETE RESTORATION | CONCRETE REPAIR | Pile spall, average repair 3', 20"x 20" | EA | 163
031003001010 | CONCRETE | CONCRETE FORMING & ACCESSORIES | FORMWORK ACCESSORIES | Formwork accessories, column clamps small, adjustable, 24"x24" | EA | 110
031003001020 | CONCRETE | CONCRETE FORMING & ACCESSORIES | FORMWORK ACCESSORIES | Formwork accessories, column clamps, medium 36"x36" | EA | 114
031003001030 | CONCRETE | CONCRETE FORMING & ACCESSORIES | FORMWORK ACCESSORIES | Formwork accessories, column clamps, large 60"x60" | EA | 116
031003002010 | CONCRETE | CONCRETE FORMING & ACCESSORIES | FORMWORK ACCESSORIES | Formwork accessories, forming hangers, iron, 14 ga. | EA | 3.25
031003002020 | CONCRETE | CONCRETE FORMING & ACCESSORIES | FORMWORK ACCESSORIES | Formwork accessories, forming hangers, iron, 22 ga. | EA | 3.25
031003003010 | CONCRETE | CONCRETE FORMING & ACCESSORIES | FORMWORK ACCESSORIES | Formwork accessories, snap ties, short-end with washers, 6" long | EA | 1.91
031003003020 | CONCRETE | CONCRETE FORMING & ACCESSORIES | FORMWORK ACCESSORIES | Formwork accessories, snap ties, short-end with washers, 12" long | EA | 2.16
031003004000 | CONCRETE | CONCRETE FORMING & ACCESSORIES | FORMWORK ACCESSORIES | Formwork accessories, snap ties, short-end with washers, 18" long | EA | 2.58
031003004010 | CONCRETE | CONCRETE FORMING & ACCESSORIES | FORMWORK ACCESSORIES | Formwork accessories, snap ties, short-end with washers, 24" long | EA | 2.78
031003004020 | CONCRETE | CONCRETE FORMING & ACCESSORIES | FORMWORK ACCESSORIES | Formwork accessories, snap ties, long-end with washers, 6" long | EA | 2.25
031003004030 | CONCRETE | CONCRETE FORMING & ACCESSORIES | FORMWORK ACCESSORIES | Formwork accessories, snap ties, long-end with washers, 12" long | EA | 2.49
031003004040 | CONCRETE | CONCRETE FORMING & ACCESSORIES | FORMWORK ACCESSORIES | Formwork accessories, snap ties, long-end with washers, 18" long | EA | 2.82
031003004050 | CONCRETE | CONCRETE FORMING & ACCESSORIES | FORMWORK ACCESSORIES | Formwork accessories, snap ties, long-end with washers, 24" long | EA | 3.16
031003005010 | CONCRETE | CONCRETE FORMING & ACCESSORIES | FORMWORK ACCESSORIES | Formwork accessories, stakes, round, pre-drilled holes, 12" long | EA | 6.14
031003005020 | CONCRETE | CONCRETE FORMING & ACCESSORIES | FORMWORK ACCESSORIES | Formwork accessories, stakes, round, pre-drilled holes, 18" long | EA | 6.87
031003005030 | CONCRETE | CONCRETE FORMING & ACCESSORIES | FORMWORK ACCESSORIES | Formwork accessories, stakes, round, pre-drilled holes, 24" long | EA | 8.9
031003005040 | CONCRETE | CONCRETE FORMING & ACCESSORIES | FORMWORK ACCESSORIES | Formwork accessories, stakes, round, pre-drilled holes, 30" long | EA | 11.43
031003005050 | CONCRETE | CONCRETE FORMING & ACCESSORIES | FORMWORK ACCESSORIES | Formwork accessories, stakes, round, pre-drilled holes, 36" long | EA | 13.79
031003005060 | CONCRETE | CONCRETE FORMING & ACCESSORIES | FORMWORK ACCESSORIES | Formwork accessories, stakes, round, pre-drilled holes, 48" long | EA | 18.58
031003005070 | CONCRETE | CONCRETE FORMING & ACCESSORIES | FORMWORK ACCESSORIES | Formwork accessories, stakes, beam type, pre-drilled holes, 12" long | EA | 5.05
031003006000 | CONCRETE | CONCRETE FORMING & ACCESSORIES | FORMWORK ACCESSORIES | Formwork accessories, stakes, beam type, pre-drilled holes, 18" long | EA | 5.76
031003006010 | CONCRETE | CONCRETE FORMING & ACCESSORIES | FORMWORK ACCESSORIES | Formwork accessories, stakes, beam type, pre-drilled holes, 24" long | EA | 8.74
031003006020 | CONCRETE | CONCRETE FORMING & ACCESSORIES | FORMWORK ACCESSORIES | Formwork accessories, stakes, beam type, pre-drilled holes, 30" long | EA | 10.27
031003006030 | CONCRETE | CONCRETE FORMING & ACCESSORIES | FORMWORK ACCESSORIES | Formwork accessories, stakes, beam type, pre-drilled holes, 36" long | EA | 13.1
031003007000 | CONCRETE | CONCRETE FORMING & ACCESSORIES | FORMWORK ACCESSORIES | Formwork accessories, stakes, beam type, pre-drilled holes, 48" long | EA | 16.36
031003007020 | CONCRETE | CONCRETE FORMING & ACCESSORIES | FORMWORK ACCESSORIES | Formwork accessories, taper ties, 50K, 1-1/4" to 1", 35" long | EA | 85.28
031003008000 | CONCRETE | CONCRETE FORMING & ACCESSORIES | FORMWORK ACCESSORIES | Formwork accessories, taper ties, 50K, 1-1/4" to 1", 45" long | EA | 140
031003008010 | CONCRETE | CONCRETE FORMING & ACCESSORIES | FORMWORK ACCESSORIES | Formwork accessories, taper ties, 50K, 1-1/4" to 1", 55" long | EA | 171
031003008030 | CONCRETE | CONCRETE FORMING & ACCESSORIES | FORMWORK ACCESSORIES | Formwork accessories, walers, 5" deep, 4' long | EA | 239
031003008040 | CONCRETE | CONCRETE FORMING & ACCESSORIES | FORMWORK ACCESSORIES | Formwork accessories, walers, 5" deep, 8' long | EA | 307
031003008050 | CONCRETE | CONCRETE FORMING & ACCESSORIES | FORMWORK ACCESSORIES | Formwork accessories, walers, 5" deep, 12' long | EA | 513
031003009000 | CONCRETE | CONCRETE FORMING & ACCESSORIES | FORMWORK ACCESSORIES | Formwork accessories, walers, 5" deep, 16' long | EA | 660
031003009010 | CONCRETE | CONCRETE FORMING & ACCESSORIES | FORMWORK ACCESSORIES | Formwork accessories, walers, 8" deep, 4' long | EA | 319
031003009020 | CONCRETE | CONCRETE FORMING & ACCESSORIES | FORMWORK ACCESSORIES | Formwork accessories, walers, 8" deep, 8' long | EA | 584
031003009030 | CONCRETE | CONCRETE FORMING & ACCESSORIES | FORMWORK ACCESSORIES | Formwork accessories, walers, 8" deep, 12' long | EA | 836
031003009040 | CONCRETE | CONCRETE FORMING & ACCESSORIES | FORMWORK ACCESSORIES | Formwork accessories, walers, 8" deep, 16' long | EA | 1333
031113001040 | CONCRETE | FORMWORK | BEAM FORMWORK | Job built, beam bottom forms, 1 use | SF | 20.32
031113001060 | CONCRETE | FORMWORK | BEAM FORMWORK | Job built, beam bottom forms, 2 uses | SF | 16.93
031113001080 | CONCRETE | FORMWORK | BEAM FORMWORK | Job built, beam bottom forms, 3 uses | SF | 15.61
031113001100 | CONCRETE | FORMWORK | BEAM FORMWORK | Job built, beam bottom forms, 4 uses | SF | 14.53
031113001120 | CONCRETE | FORMWORK | BEAM FORMWORK | Job built, beam bottom forms, 5 uses | SF | 13.98
031113002020 | CONCRETE | FORMWORK | BEAM FORMWORK | Job built, beam side forms, 1 use | SF | 13.88
031113002040 | CONCRETE | FORMWORK | BEAM FORMWORK | Job built, beam side forms, 2 uses | SF | 11.45
031113002060 | CONCRETE | FORMWORK | BEAM FORMWORK | Job built, beam side forms, 3 uses | SF | 10.68
031113002080 | CONCRETE | FORMWORK | BEAM FORMWORK | Job built, beam side forms, 4 uses | SF | 10.09
031113002100 | CONCRETE | FORMWORK | BEAM FORMWORK | Job built, beam side forms, 5 uses | SF | 9.47
031113101020 | CONCRETE | FORMWORK | BOX CULVERT FORMWORK | Box culverts, job built, 6'x 6', 1 use | SF | 13.55
031113101040 | CONCRETE | FORMWORK | BOX CULVERT FORMWORK | Box culverts, job built, 6'x 6', 2 uses | SF | 10.71
031113101060 | CONCRETE | FORMWORK | BOX CULVERT FORMWORK | Box culverts, job built, 6'x 6', 3 uses | SF | 9.87
031113101080 | CONCRETE | FORMWORK | BOX CULVERT FORMWORK | Box culverts, job built, 6'x 6', 4 uses | SF | 9.16
031113101100 | CONCRETE | FORMWORK | BOX CULVERT FORMWORK | Box culverts, job built, 6'x 6', 5 uses | SF | 8.62
031113101120 | CONCRETE | FORMWORK | BOX CULVERT FORMWORK | Box culverts, job built, 8'x 12', 1 use | SF | 12.19
031113101130 | CONCRETE | FORMWORK | BOX CULVERT FORMWORK | Box culverts, job built, 8'x 12', 2 uses | SF | 9.46
031113101150 | CONCRETE | FORMWORK | BOX CULVERT FORMWORK | Box culverts, job built, 8'x 12', 3 uses | SF | 8.72
031113101170 | CONCRETE | FORMWORK | BOX CULVERT FORMWORK | Box culverts, job built, 8'x 12', 4 uses | SF | 8.11
031113101200 | CONCRETE | FORMWORK | BOX CULVERT FORMWORK | Box culverts, job built, 8'x 12', 5 uses | SF | 7.64
031113201040 | CONCRETE | FORMWORK | COLUMN FORMWORK | Job built, column forms, 8" x 8", 1 use | SF | 22
031113201060 | CONCRETE | FORMWORK | COLUMN FORMWORK | Column, square forms, job built, 8"x 8", 2 uses | SF | 18.76
031113201080 | CONCRETE | FORMWORK | COLUMN FORMWORK | Column, square forms, job built, 8"x 8", 3 uses | SF | 17.72
031113201100 | CONCRETE | FORMWORK | COLUMN FORMWORK | Column, square forms, job built, 8"x 8", 4 uses | SF | 16.95
031113201120 | CONCRETE | FORMWORK | COLUMN FORMWORK | Job built, column forms, 8"x 8", 5 uses | SF | 16.1
031113201220 | CONCRETE | FORMWORK | COLUMN FORMWORK | Column, square forms, job built, 12"x 12", 1 use | SF | 20.01
031113201240 | CONCRETE | FORMWORK | COLUMN FORMWORK | Column, square forms, job built, 12"x 12", 2 uses | SF | 17.2
031113201260 | CONCRETE | FORMWORK | COLUMN FORMWORK | Column, square forms, job built, 12"x 12", 3 uses | SF | 16.15
031113201280 | CONCRETE | FORMWORK | COLUMN FORMWORK | Column, square forms, job built, 12"x 12", 4 uses | SF | 15.41
031113201290 | CONCRETE | FORMWORK | COLUMN FORMWORK | Job built, column forms, 12"x 12", 5 uses | SF | 14.67
031113201320 | CONCRETE | FORMWORK | COLUMN FORMWORK | Column, square forms, job built, 16"x 16", 1 use | SF | 18.53
031113201340 | CONCRETE | FORMWORK | COLUMN FORMWORK | Column, square forms, job built, 16"x 16", 2 uses | SF | 15.78
031113201360 | CONCRETE | FORMWORK | COLUMN FORMWORK | Column, square forms, job built, 16"x 16", 3 uses | SF | 14.85
031113201380 | CONCRETE | FORMWORK | COLUMN FORMWORK | Column, square forms, job built, 16"x 16", 4 uses | SF | 14.29
031113201390 | CONCRETE | FORMWORK | COLUMN FORMWORK | Column, square forms, job built, 16"x 16", 5 uses | SF | 13.58
031113201420 | CONCRETE | FORMWORK | COLUMN FORMWORK | Column, square forms, job built, 24"x 24", 1 use | SF | 17.49
031113201440 | CONCRETE | FORMWORK | COLUMN FORMWORK | Column, square forms, job built, 24"x 24", 2 uses | SF | 14.49
031113201460 | CONCRETE | FORMWORK | COLUMN FORMWORK | Column, square forms, job built, 24"x 24", 3 uses | SF | 13.77
031113201480 | CONCRETE | FORMWORK | COLUMN FORMWORK | Column, square forms, job built, 24"x 24", 4 uses | SF | 13.07
031113201490 | CONCRETE | FORMWORK | COLUMN FORMWORK | Column, square forms, job built, 24"x 24", 5 uses | SF | 12.64
031113201520 | CONCRETE | FORMWORK | COLUMN FORMWORK | Column, square forms, job built, 36"x 36", 1 use | SF | 16.63
031113201540 | CONCRETE | FORMWORK | COLUMN FORMWORK | Column, square forms, job built, 36"x 36", 2 uses | SF | 13.68
031113201560 | CONCRETE | FORMWORK | COLUMN FORMWORK | Column, square forms, job built, 36"x 36", 3 uses | SF | 12.97
031113201580 | CONCRETE | FORMWORK | COLUMN FORMWORK | Column, square forms, job built, 36"x 36", 4 uses | SF | 12.4
031113201590 | CONCRETE | FORMWORK | COLUMN FORMWORK | Column, square forms, job built, 36"x 36", 5 uses | SF | 12.02
031113202040 | CONCRETE | FORMWORK | COLUMN FORMWORK | Column, round fiber form, 1 use, 10" dia | LF | 22.16
031113202060 | CONCRETE | FORMWORK | COLUMN FORMWORK | Column, round fiber form, 1 use, 12" dia | LF | 23.83
031113202080 | CONCRETE | FORMWORK | COLUMN FORMWORK | Column, round fiber form, 1 use, 14" dia | LF | 26.78
031113202100 | CONCRETE | FORMWORK | COLUMN FORMWORK | Column, round fiber form, 1 use, 16" dia | LF | 30.45
031113202120 | CONCRETE | FORMWORK | COLUMN FORMWORK | Column, round fiber form, 1 use, 18" dia | LF | 39.55
031113202140 | CONCRETE | FORMWORK | COLUMN FORMWORK | Column, round fiber form, 1 use, 24" dia | LF | 45.51
031113202160 | CONCRETE | FORMWORK | COLUMN FORMWORK | Column, round fiber form, 1 use, 30" dia | LF | 59.51
031113202180 | CONCRETE | FORMWORK | COLUMN FORMWORK | Column, round fiber form, 1 use, 36" dia | LF | 70.49
031113202200 | CONCRETE | FORMWORK | COLUMN FORMWORK | Column, round fiber form, 1 use, 42" dia | LF | 111
031113301000 | CONCRETE | FORMWORK | CURB FORMWORK | Job built curb forms, 6" high, 1 use | LF | 11.53
031113301020 | CONCRETE | FORMWORK | CURB FORMWORK | Job built curb forms, 6" high, 2 uses | LF | 9.81
031113301040 | CONCRETE | FORMWORK | CURB FORMWORK | Curb forms, straight, 6" high, 3 uses | LF | 8.96
031113301060 | CONCRETE | FORMWORK | CURB FORMWORK | Curb forms, straight, 6" high, 4 uses | LF | 8.47
031113301080 | CONCRETE | FORMWORK | CURB FORMWORK | Job built curb forms, 6" high, 5 uses | LF | 8.05
031113302000 | CONCRETE | FORMWORK | CURB FORMWORK | Curb forms, curved, 6" high, 1 use | LF | 13.87
031113302020 | CONCRETE | FORMWORK | CURB FORMWORK | Curb forms, curved, 6" high, 2 uses | LF | 11.9
031113302040 | CONCRETE | FORMWORK | CURB FORMWORK | Curb forms, curved, 6" high, 3 uses | LF | 10.84
031113302060 | CONCRETE | FORMWORK | CURB FORMWORK | Curb forms, curved, 6" high, 4 uses | LF | 10.29
031113302080 | CONCRETE | FORMWORK | CURB FORMWORK | Curb forms, curved, 6" high, 5 uses | LF | 9.83
031113401020 | CONCRETE | FORMWORK | ELEVATED SLAB FORMWORK | Job built, slab forms, drop panel, 1 use | SF | 13.17
031113401040 | CONCRETE | FORMWORK | ELEVATED SLAB FORMWORK | Job built, slab forms, drop panel, 2 uses | SF | 10.14
031113401060 | CONCRETE | FORMWORK | ELEVATED SLAB FORMWORK | Job built, slab forms, drop panel, 3 uses | SF | 9.04
031113401080 | CONCRETE | FORMWORK | ELEVATED SLAB FORMWORK | Job built, slab forms, drop panel, 4 uses | SF | 8.49
031113401100 | CONCRETE | FORMWORK | ELEVATED SLAB FORMWORK | Job built, slab forms, drop panel, 5 uses | SF | 8.01
031113402020 | CONCRETE | FORMWORK | ELEVATED SLAB FORMWORK | Elevated slab form, floor hung from steel, 1 use | SF | 11.63
031113402040 | CONCRETE | FORMWORK | ELEVATED SLAB FORMWORK | Elevated slab form, floor hung from steel, 2 uses | SF | 8.98
031113402060 | CONCRETE | FORMWORK | ELEVATED SLAB FORMWORK | Elevated slab form, floor hung from steel, 3 uses | SF | 8.51
031113402080 | CONCRETE | FORMWORK | ELEVATED SLAB FORMWORK | Elevated slab form, floor hung from steel, 4 uses | SF | 7.94
031113402100 | CONCRETE | FORMWORK | ELEVATED SLAB FORMWORK | Elevated slab form, floor hung from steel, 5 uses | SF | 7.41
031113403020 | CONCRETE | FORMWORK | ELEVATED SLAB FORMWORK | Elevated slab form, w/pans or domes, 1 use | SF | 16.96
031113403040 | CONCRETE | FORMWORK | ELEVATED SLAB FORMWORK | Elevated slab form, w/pans or domes, 2 uses | SF | 13.29
031113403060 | CONCRETE | FORMWORK | ELEVATED SLAB FORMWORK | Elevated slab form, w/pans or domes, 3 uses | SF | 12.59
031113403080 | CONCRETE | FORMWORK | ELEVATED SLAB FORMWORK | Elevated slab form, w/pans or domes, 4 uses | SF | 11.92
031113403100 | CONCRETE | FORMWORK | ELEVATED SLAB FORMWORK | Elevated slab form, w/pans or domes, 5 uses | SF | 11.06
031113409035 | CONCRETE | FORMWORK | ELEVATED SLAB FORMWORK | Elevated slab form, curbs, 12" high, 1 use | LF | 12.87
031113409040 | CONCRETE | FORMWORK | ELEVATED SLAB FORMWORK | Elevated slab form, curbs, 12" high, 2 uses | LF | 10.81
031113409060 | CONCRETE | FORMWORK | ELEVATED SLAB FORMWORK | Elevated slab form, curbs, 12" high, 3 uses | LF | 10.07
031113409080 | CONCRETE | FORMWORK | ELEVATED SLAB FORMWORK | Elevated slab form, curbs, 12" high, 4 uses | LF | 9.47
031113409100 | CONCRETE | FORMWORK | ELEVATED SLAB FORMWORK | Elevated slab form, curbs, 12" high, 5 uses | LF | 8.87
031113501020 | CONCRETE | FORMWORK | EQUIPMENT PAD FORMWORK | Job built, equipment pad forms, 1 use | SF | 16.08
031113501040 | CONCRETE | FORMWORK | EQUIPMENT PAD FORMWORK | Equipment pad form, job built, 2 uses | SF | 13.13
031113501060 | CONCRETE | FORMWORK | EQUIPMENT PAD FORMWORK | Job built, equipment pad forms, 3 uses | SF | 11.91
031113501080 | CONCRETE | FORMWORK | EQUIPMENT PAD FORMWORK | Equipment pad form, job built, 4 uses | SF | 10.8
031113501100 | CONCRETE | FORMWORK | EQUIPMENT PAD FORMWORK | Equipment pad form, job built, 5 uses | SF | 9.93
031113602040 | CONCRETE | FORMWORK | FOOTING FORMWORK | Job built, wall footing forms, continuous, 1 use | SF | 11.31
031113602050 | CONCRETE | FORMWORK | FOOTING FORMWORK | Job built, wall footing forms, continuous, 2 uses | SF | 9.99
031113602060 | CONCRETE | FORMWORK | FOOTING FORMWORK | Job built, wall footing forms, continuous, 3 uses | SF | 9.26
031113602080 | CONCRETE | FORMWORK | FOOTING FORMWORK | Job built, wall footing forms, continuous, 4 uses | SF | 8.73
031113602090 | CONCRETE | FORMWORK | FOOTING FORMWORK | Job built, wall footing forms, continuous, 5 uses | SF | 8.21
031113603020 | CONCRETE | FORMWORK | FOOTING FORMWORK | Job built, spread column footings forms, 1 use | SF | 13.54
031113603040 | CONCRETE | FORMWORK | FOOTING FORMWORK | Job built, spread column footings forms, 2 uses | SF | 12.08
031113603060 | CONCRETE | FORMWORK | FOOTING FORMWORK | Job built, spread column footings forms, 3 uses | SF | 10.85
031113603080 | CONCRETE | FORMWORK | FOOTING FORMWORK | Job built, spread column footings forms, 4 uses | SF | 10.08
031113603100 | CONCRETE | FORMWORK | FOOTING FORMWORK | Job built, spread column footings forms, 5 uses | SF | 9.53
031113701020 | CONCRETE | FORMWORK | GRADE BEAM FORMWORK | Job built, grade beam forms, 1 use | SF | 13.11
031113701040 | CONCRETE | FORMWORK | GRADE BEAM FORMWORK | Job built, grade beam forms, 2 uses | SF | 10.56
031113701060 | CONCRETE | FORMWORK | GRADE BEAM FORMWORK | Job built, grade beam forms, 3 uses | SF | 9.6
031113701080 | CONCRETE | FORMWORK | GRADE BEAM FORMWORK | Job built, grade beam forms, 4 uses | SF | 8.91
031113701100 | CONCRETE | FORMWORK | GRADE BEAM FORMWORK | Job built, grade beam forms, 5 uses | SF | 8.32
031113801520 | CONCRETE | FORMWORK | PILE CAP FORMWORK | Pile cap forms, job built, square/rect, 1 use | SF | 15.83
031113801540 | CONCRETE | FORMWORK | PILE CAP FORMWORK | Pile cap forms, job built, square/rect, 2 uses | SF | 12.85
031113801560 | CONCRETE | FORMWORK | PILE CAP FORMWORK | Pile cap forms, job built, square/rect, 3 uses | SF | 11.66
031113801580 | CONCRETE | FORMWORK | PILE CAP FORMWORK | Pile cap forms, job built, square/rect, 4 uses | SF | 10.87
031113801600 | CONCRETE | FORMWORK | PILE CAP FORMWORK | Pile cap forms, job built, square/rect, 5 uses | SF | 10.06
031113802020 | CONCRETE | FORMWORK | PILE CAP FORMWORK | Pile cap forms, job built, triangular, 1 use | SF | 17.63
031113802040 | CONCRETE | FORMWORK | PILE CAP FORMWORK | Pile cap forms, job built, triangular, 2 uses | SF | 14.83
031113802060 | CONCRETE | FORMWORK | PILE CAP FORMWORK | Pile cap forms, job built, triangular, 3 uses | SF | 13.36
031113802080 | CONCRETE | FORMWORK | PILE CAP FORMWORK | Pile cap forms, job built, triangular, 4 uses | SF | 12.19
031113802100 | CONCRETE | FORMWORK | PILE CAP FORMWORK | Pile cap forms, job built, triangular, 5 uses | SF | 11.13
031113903020 | CONCRETE | FORMWORK | SLAB / MAT FORMWORK | Job built, mat foundation forms, 1 use | SF | 15.12
031113903040 | CONCRETE | FORMWORK | SLAB / MAT FORMWORK | Job built, mat foundation forms, 2 uses | SF | 12.45
031113903060 | CONCRETE | FORMWORK | SLAB / MAT FORMWORK | Job built, mat foundation forms, 3 uses | SF | 11.17
031113903080 | CONCRETE | FORMWORK | SLAB / MAT FORMWORK | Job built, mat foundation forms, 4 uses | SF | 10.37
031113903100 | CONCRETE | FORMWORK | SLAB / MAT FORMWORK | Job built, mat foundation forms, 5 uses | SF | 9.59
031113904000 | CONCRETE | FORMWORK | SLAB / MAT FORMWORK | Mat foundation form, job built, edge, 6" hi, 1 use | LF | 12.14
031113904001 | CONCRETE | FORMWORK | SLAB / MAT FORMWORK | Mat foundation form, job built, edge, 6" hi, 2 uses | LF | 9.82
031113904002 | CONCRETE | FORMWORK | SLAB / MAT FORMWORK | Mat foundation form, job built, edge, 6" hi, 3 uses | LF | 8.81
031113904003 | CONCRETE | FORMWORK | SLAB / MAT FORMWORK | Mat foundation form, job built, edge, 6" hi, 4 uses | LF | 8.22
031113904004 | CONCRETE | FORMWORK | SLAB / MAT FORMWORK | Mat foundation form, job built, edge, 6" high, 5 use | LF | 7.64
031113904010 | CONCRETE | FORMWORK | SLAB / MAT FORMWORK | Mat foundation form, job built, edge, 12" high, 1 use | LF | 12.83
031113904011 | CONCRETE | FORMWORK | SLAB / MAT FORMWORK | Mat foundation form, job built, edge, 12" high, 2 uses | LF | 10.43
031113904012 | CONCRETE | FORMWORK | SLAB / MAT FORMWORK | Mat foundation form, job built, edge, 12" high, 3 uses | LF | 9.37
031113904013 | CONCRETE | FORMWORK | SLAB / MAT FORMWORK | Mat foundation form, job built, edge, 12" high, 4 uses | LF | 8.71
031113904014 | CONCRETE | FORMWORK | SLAB / MAT FORMWORK | Mat foundation form, job built, edge, 12" high, 5 use | LF | 8.12
031113905020 | CONCRETE | FORMWORK | SLAB / MAT FORMWORK | Formwork for openings, 1 use | SF | 23.02
031113905040 | CONCRETE | FORMWORK | SLAB / MAT FORMWORK | Formwork for openings, 2 uses | SF | 18.71
031113905060 | CONCRETE | FORMWORK | SLAB / MAT FORMWORK | Formwork for openings, 3 uses | SF | 16.84
031113905080 | CONCRETE | FORMWORK | SLAB / MAT FORMWORK | Formwork for openings, 4 uses | SF | 15.07
031113905100 | CONCRETE | FORMWORK | SLAB / MAT FORMWORK | Formwork for openings, 5 uses | SF | 13.76
031114001020 | CONCRETE | FORMWORK | STAIR FORMWORK | Job built, stairway forms, 1 use | SF | 24.06
031114001030 | CONCRETE | FORMWORK | STAIR FORMWORK | Job built, stairway forms, 2 uses | SF | 19.18
031114001040 | CONCRETE | FORMWORK | STAIR FORMWORK | Job built, stairway forms, 3 uses | SF | 16.98
031114001050 | CONCRETE | FORMWORK | STAIR FORMWORK | Job built, stairway forms, 4 uses | SF | 15.66
031114001060 | CONCRETE | FORMWORK | STAIR FORMWORK | Job built, stairway forms, 5 uses | SF | 14.27
031114002020 | CONCRETE | FORMWORK | STAIR FORMWORK | Job built, stairs, elevated, 1 use | SF | 25.64
031114002040 | CONCRETE | FORMWORK | STAIR FORMWORK | Job built, stairs, elevated, 2 uses | SF | 18.56
031114002060 | CONCRETE | FORMWORK | STAIR FORMWORK | Job built, stairs, elevated, 3 uses | SF | 16
031114002080 | CONCRETE | FORMWORK | STAIR FORMWORK | Job built, stairs, elevated, 4 uses | SF | 14.63
031114002100 | CONCRETE | FORMWORK | STAIR FORMWORK | Job built, stairs, elevated, 5 uses | SF | 13.3
031114103120 | CONCRETE | FORMWORK | WALL FORMWORK | Job built, ext wall forms, 8' high, 1 use | SF | 13.45
031114103140 | CONCRETE | FORMWORK | WALL FORMWORK | Job built, ext wall forms, 8' high, 2 uses | SF | 10.7
031114103160 | CONCRETE | FORMWORK | WALL FORMWORK | Job built, ext wall forms, 8' high, 3 uses | SF | 10
031114103180 | CONCRETE | FORMWORK | WALL FORMWORK | Job built, ext wall forms, 8' high, 4 uses | SF | 9.32
031114103190 | CONCRETE | FORMWORK | WALL FORMWORK | Job built, ext wall forms, 8' high, 5 uses | SF | 8.76
031114103220 | CONCRETE | FORMWORK | WALL FORMWORK | Wall forms, ext, job built, over 8' high wall, 1 use | SF | 16.02
031114103230 | CONCRETE | FORMWORK | WALL FORMWORK | Wall forms, ext, job built, over 8' high wall, 2 uses | SF | 12.93
031114103240 | CONCRETE | FORMWORK | WALL FORMWORK | Wall forms, ext, job built, over 8' high wall, 3 uses | SF | 12.11
031114103280 | CONCRETE | FORMWORK | WALL FORMWORK | Wall forms, ext, job built, over 8' high wall, 4 uses | SF | 11.36
031114103290 | CONCRETE | FORMWORK | WALL FORMWORK | Wall forms, ext, job built, over 8' high wall, 5 uses | SF | 10.55
031114103320 | CONCRETE | FORMWORK | WALL FORMWORK | Wall forms, ext, job built, over 16' high wall, 1 use | SF | 17.77
031114103340 | CONCRETE | FORMWORK | WALL FORMWORK | Wall forms, ext, job built, over 16' high wall, 2 uses | SF | 14.55
031114103360 | CONCRETE | FORMWORK | WALL FORMWORK | Wall forms, ext, job built, over 16' high wall, 3 uses | SF | 13.54
031114103380 | CONCRETE | FORMWORK | WALL FORMWORK | Wall forms, ext, job built, over 16' high wall, 4 uses | SF | 12.64
031114103400 | CONCRETE | FORMWORK | WALL FORMWORK | Wall forms, ext, job built, over 16' high wall, 5 uses | SF | 11.84
031114104020 | CONCRETE | FORMWORK | WALL FORMWORK | Wall forms, radial, job built, 1 use | SF | 18.25
031114104040 | CONCRETE | FORMWORK | WALL FORMWORK | Wall forms, radial, job built, 2 uses | SF | 15.08
031114104060 | CONCRETE | FORMWORK | WALL FORMWORK | Wall forms, radial, job built, 3 uses | SF | 14.05
031114104080 | CONCRETE | FORMWORK | WALL FORMWORK | Wall forms, radial, job built, 4 uses | SF | 13.08
031114104090 | CONCRETE | FORMWORK | WALL FORMWORK | Wall forms, radial, job built, 5 uses | SF | 12.18
031114104592 | CONCRETE | FORMWORK | WALL FORMWORK | Wall forms, retaining, job built, 1 use | SF | 13.98
031114104593 | CONCRETE | FORMWORK | WALL FORMWORK | Wall forms, retaining, job built, 2 uses | SF | 11.21
031114104594 | CONCRETE | FORMWORK | WALL FORMWORK | Wall forms, retaining, job built, 3 uses | SF | 10.43
031114104595 | CONCRETE | FORMWORK | WALL FORMWORK | Wall forms, retaining, job built, 4 uses | SF | 9.75
031114104596 | CONCRETE | FORMWORK | WALL FORMWORK | Wall forms, retaining, job built, 5 uses | SF | 9.11
031114104620 | CONCRETE | FORMWORK | WALL FORMWORK | Wall forms, radial, retaining, job built, 1 use | SF | 18.81
031114104640 | CONCRETE | FORMWORK | WALL FORMWORK | Wall forms, radial, retaining, job built, 2 uses | SF | 15.77
031114104660 | CONCRETE | FORMWORK | WALL FORMWORK | Wall forms, radial, retaining, job built, 3 uses | SF | 14.42
031114104680 | CONCRETE | FORMWORK | WALL FORMWORK | Wall forms, radial, retaining, job built, 4 uses | SF | 13.49
031114104690 | CONCRETE | FORMWORK | WALL FORMWORK | Wall forms, radial, retaining, job built, 5 uses | SF | 12.46
031114105020 | CONCRETE | FORMWORK | WALL FORMWORK | Column pier and pilaster, 1 use | SF | 21.89
031114105040 | CONCRETE | FORMWORK | WALL FORMWORK | Column pier and pilaster, 2 uses | SF | 18.13
031114105060 | CONCRETE | FORMWORK | WALL FORMWORK | Column pier and pilaster, 3 uses | SF | 16.68
031114105080 | CONCRETE | FORMWORK | WALL FORMWORK | Column pier and pilaster, 4 uses | SF | 15.38
031114105090 | CONCRETE | FORMWORK | WALL FORMWORK | Column pier and pilaster, 5 uses | SF | 14.18
031114107020 | CONCRETE | FORMWORK | WALL FORMWORK | Interior wall forms, 8' high, 1 use | SF | 12.71
031114107040 | CONCRETE | FORMWORK | WALL FORMWORK | Interior wall forms, 8' high, 2 uses | SF | 10.04
031114107060 | CONCRETE | FORMWORK | WALL FORMWORK | Interior wall forms, 8' high, 3 uses | SF | 9.42
031114107080 | CONCRETE | FORMWORK | WALL FORMWORK | Interior wall forms, 8' high, 4 uses | SF | 8.77
031114107100 | CONCRETE | FORMWORK | WALL FORMWORK | Interior wall forms, 8' high, 5 uses | SF | 8.16
031114107220 | CONCRETE | FORMWORK | WALL FORMWORK | Interior wall forms, over 8' high, 1 use | SF | 14.88
031114107240 | CONCRETE | FORMWORK | WALL FORMWORK | Interior wall forms, over 8' high, 2 uses | SF | 11.92
031114107260 | CONCRETE | FORMWORK | WALL FORMWORK | Interior wall forms, over 8' high, 3 uses | SF | 11.2
031114107280 | CONCRETE | FORMWORK | WALL FORMWORK | Interior wall forms, over 8' high, 4 uses | SF | 10.54
031114107290 | CONCRETE | FORMWORK | WALL FORMWORK | Interior wall forms, over 8' high, 5 uses | SF | 9.83
031114107320 | CONCRETE | FORMWORK | WALL FORMWORK | Interior wall forms, over 16' high, 1 use | SF | 16.29
031114107340 | CONCRETE | FORMWORK | WALL FORMWORK | Interior wall forms, over 16' high, 2 uses | SF | 13.26
031114107360 | CONCRETE | FORMWORK | WALL FORMWORK | Interior wall forms, over 16' high, 3 uses | SF | 12.4
031114107380 | CONCRETE | FORMWORK | WALL FORMWORK | Interior wall forms, over 16' high, 4 uses | SF | 11.63
031114107390 | CONCRETE | FORMWORK | WALL FORMWORK | Interior wall forms, over 16' high, 5 uses | SF | 10.93
031114107420 | CONCRETE | FORMWORK | WALL FORMWORK | Radial wall forms, interior, 1 use | SF | 16.33
031114107440 | CONCRETE | FORMWORK | WALL FORMWORK | Radial wall forms, interior, 2 uses | SF | 13.48
031114107460 | CONCRETE | FORMWORK | WALL FORMWORK | Radial wall forms, interior, 3 uses | SF | 12.63
031114107480 | CONCRETE | FORMWORK | WALL FORMWORK | Radial wall forms, interior, 4 uses | SF | 11.82
031114107490 | CONCRETE | FORMWORK | WALL FORMWORK | Radial wall forms, interior, 5 uses | SF | 11.06
031114107520 | CONCRETE | FORMWORK | WALL FORMWORK | Curved wall forms, int, 24" chords, 1 use | SF | 21.54
031114107540 | CONCRETE | FORMWORK | WALL FORMWORK | Curved wall forms, int, 24" chords, 2 uses | SF | 17.96
031114107560 | CONCRETE | FORMWORK | WALL FORMWORK | Curved wall forms, int, 24" chords, 3 uses | SF | 16.5
031114107580 | CONCRETE | FORMWORK | WALL FORMWORK | Curved wall forms, int, 24" chords, 4 uses | SF | 15.2
031114107590 | CONCRETE | FORMWORK | WALL FORMWORK | Curved wall forms, int, 24" chords, 5 uses | SF | 14.02
031114109010 | CONCRETE | FORMWORK | WALL FORMWORK | PVC form liner, per side, smooth finish, 1 use | SF | 16.14
031114109020 | CONCRETE | FORMWORK | WALL FORMWORK | PVC form liner, per side, smooth finish, 2 uses | SF | 11.66
031114109030 | CONCRETE | FORMWORK | WALL FORMWORK | PVC form liner, per side, smooth finish, 3 uses | SF | 10.62
031114109040 | CONCRETE | FORMWORK | WALL FORMWORK | PVC form liner, per side, smooth finish, 4 uses | SF | 9.18
031114109050 | CONCRETE | FORMWORK | WALL FORMWORK | PVC form liner, per side, smooth finish, 5 uses | SF | 8.12
031124201220 | CONCRETE | FORMWORK | MISCELLANEOUS FORMWORK | Keyway forms (5 uses), 2x4 | LF | 4.52
031124201240 | CONCRETE | FORMWORK | MISCELLANEOUS FORMWORK | Keyway forms (5 uses), 2x6 | LF | 5.17
031124201515 | CONCRETE | FORMWORK | MISCELLANEOUS FORMWORK | Bulkheads, walls, w/keyways, 2 piece | LF | 13.33
031124201520 | CONCRETE | FORMWORK | MISCELLANEOUS FORMWORK | Bulkheads, walls, w/keyways, 3 piece | LF | 15.62
031124201570 | CONCRETE | FORMWORK | MISCELLANEOUS FORMWORK | Bulkheads, elevated slab, w/keyway, 2 piece | LF | 13.57
031124201580 | CONCRETE | FORMWORK | MISCELLANEOUS FORMWORK | Bulkheads, elevated slab, w/keyway, 3 piece | LF | 17.38
031124201620 | CONCRETE | FORMWORK | MISCELLANEOUS FORMWORK | Bulkheads, ground slab, w/keyway, 2 piece | LF | 12.81
031124201640 | CONCRETE | FORMWORK | MISCELLANEOUS FORMWORK | Bulkheads, ground slab, w/keyway, 3 piece | LF | 14.8
031124202040 | CONCRETE | FORMWORK | MISCELLANEOUS FORMWORK | Chamfer strips, wood, 1/2" wide | LF | 2.11
031124202060 | CONCRETE | FORMWORK | MISCELLANEOUS FORMWORK | Chamfer strips, wood, 3/4" wide | LF | 2.2
031124202070 | CONCRETE | FORMWORK | MISCELLANEOUS FORMWORK | Chamfer strips, wood, 1" wide | LF | 2.33
031124202120 | CONCRETE | FORMWORK | MISCELLANEOUS FORMWORK | Chamfer strips, PVC, 1/2" wide | LF | 3.11
031124202140 | CONCRETE | FORMWORK | MISCELLANEOUS FORMWORK | Chamfer strips, PVC, 3/4" wide | LF | 3.22
031124202160 | CONCRETE | FORMWORK | MISCELLANEOUS FORMWORK | Chamfer strips, PVC, 1" wide | LF | 3.86
031124202180 | CONCRETE | FORMWORK | MISCELLANEOUS FORMWORK | Chamfer strips, radius, 1" | LF | 3.47
031124202200 | CONCRETE | FORMWORK | MISCELLANEOUS FORMWORK | Chamfer strips, radius, 1-1/2" | LF | 4.69
031124203020 | CONCRETE | FORMWORK | MISCELLANEOUS FORMWORK | Reglets, galv steel, 24 ga | LF | 5.53
031124205040 | CONCRETE | FORMWORK | MISCELLANEOUS FORMWORK | Metal formwork, straight edge, 4" high | LF | 29.77
031124205060 | CONCRETE | FORMWORK | MISCELLANEOUS FORMWORK | Metal formwork, straight edge, 6" high | LF | 32.52
031124205080 | CONCRETE | FORMWORK | MISCELLANEOUS FORMWORK | Metal formwork, straight edge, 8" high | LF | 42.9
031124205100 | CONCRETE | FORMWORK | MISCELLANEOUS FORMWORK | Metal formwork, straight edge, 12" high | LF | 49.42
031124205120 | CONCRETE | FORMWORK | MISCELLANEOUS FORMWORK | Metal formwork, straight edge, 16" high | LF | 57.56
031124205320 | CONCRETE | FORMWORK | MISCELLANEOUS FORMWORK | Metal formwork, curb, S-shape, 12"x 1'-6" | LF | 65.92
031124205340 | CONCRETE | FORMWORK | MISCELLANEOUS FORMWORK | Metal formwork, curb, S-shape, 12"x 2' | LF | 70.42
031124205360 | CONCRETE | FORMWORK | MISCELLANEOUS FORMWORK | Metal formwork, curb, S-shape, 12"x 2'-6" | LF | 74.9
031124205380 | CONCRETE | FORMWORK | MISCELLANEOUS FORMWORK | Metal formwork, curb, S-shape, 12"x 3' | LF | 79.4
031500101020 | CONCRETE | ACCESSORIES | CONCRETE ACCESSORIES | Expansion joint, poured, asphalt, 1/2"x 1" | LF | 2.6
031500101040 | CONCRETE | ACCESSORIES | CONCRETE ACCESSORIES | Expansion joint, poured, asphalt, 1"x 2" | LF | 5.49
031500101080 | CONCRETE | ACCESSORIES | CONCRETE ACCESSORIES | Liquid neoprene, cold applied, 1/2"x 1" | LF | 4.84
031500101100 | CONCRETE | ACCESSORIES | CONCRETE ACCESSORIES | Liquid neoprene, cold applied, 1"x 2" | LF | 16.02
031500101120 | CONCRETE | ACCESSORIES | CONCRETE ACCESSORIES | Polyurethane, 2 parts, 1/2"x 1" | LF | 5.52
031500101140 | CONCRETE | ACCESSORIES | CONCRETE ACCESSORIES | Polyurethane, 2 parts, 1"x 2" | LF | 15.66
031500101160 | CONCRETE | ACCESSORIES | CONCRETE ACCESSORIES | Rubberized asphalt, cold, 1/2"x 1" | LF | 2.14
031500101180 | CONCRETE | ACCESSORIES | CONCRETE ACCESSORIES | Rubberized asphalt, cold, 1"x 2" | LF | 3.98
031500101200 | CONCRETE | ACCESSORIES | CONCRETE ACCESSORIES | Rubberized asphalt, hot, fuel resistant, 1/2"x 1" | LF | 2.85
031500101220 | CONCRETE | ACCESSORIES | CONCRETE ACCESSORIES | Rubberized asphalt, hot, fuel resistant, 1"x 2" | LF | 8.92
031500101320 | CONCRETE | ACCESSORIES | CONCRETE ACCESSORIES | Expansion joint, premolded, slabs, asphalt, 1/2"x 6" | LF | 2.6
031500101340 | CONCRETE | ACCESSORIES | CONCRETE ACCESSORIES | Expansion joint, premolded, slabs, asphalt, 1"x 12" | LF | 4.12
031500101360 | CONCRETE | ACCESSORIES | CONCRETE ACCESSORIES | Expansion joint, premolded, slabs, cork, 1/2"x 6" | LF | 3.6
031500101380 | CONCRETE | ACCESSORIES | CONCRETE ACCESSORIES | Expansion joint, premolded, slabs, cork, 1"x 12" | LF | 9.7
031500101400 | CONCRETE | ACCESSORIES | CONCRETE ACCESSORIES | Neoprene sponge, 1/2"x 6" | LF | 5.31
031500101420 | CONCRETE | ACCESSORIES | CONCRETE ACCESSORIES | Neoprene sponge, 1"x 12" | LF | 15.72
031500101440 | CONCRETE | ACCESSORIES | CONCRETE ACCESSORIES | Polyethylene foam, 1/2"x 6" | LF | 2.85
031500101460 | CONCRETE | ACCESSORIES | CONCRETE ACCESSORIES | Polyethylene foam, 1"x 12" | LF | 7.88
031500101580 | CONCRETE | ACCESSORIES | CONCRETE ACCESSORIES | Polyurethane foam, 1/2"x 6" | LF | 3.4
031500101600 | CONCRETE | ACCESSORIES | CONCRETE ACCESSORIES | Polyurethane foam, 1"x 12" | LF | 6.76
031500101620 | CONCRETE | ACCESSORIES | CONCRETE ACCESSORIES | Polyvinyl chloride foam, 1/2"x 6" | LF | 6.01
031500101640 | CONCRETE | ACCESSORIES | CONCRETE ACCESSORIES | Polyvinyl chloride foam, 1"x 12" | LF | 11.65
031500101660 | CONCRETE | ACCESSORIES | CONCRETE ACCESSORIES | Rubber, gray sponge, 1/2"x 6" | LF | 6.58
031500101680 | CONCRETE | ACCESSORIES | CONCRETE ACCESSORIES | Rubber, gray sponge, 1"x 12" | LF | 23.71
031500101780 | CONCRETE | ACCESSORIES | CONCRETE ACCESSORIES | Asphalt felt control joints, 4" slab | LF | 2.91
031500101800 | CONCRETE | ACCESSORIES | CONCRETE ACCESSORIES | Asphalt felt control joints, 6" slab | LF | 3.45
031500101820 | CONCRETE | ACCESSORIES | CONCRETE ACCESSORIES | Asphalt felt control joints, 8" slab | LF | 4.25
031500101840 | CONCRETE | ACCESSORIES | CONCRETE ACCESSORIES | Asphalt felt control joints, 10" slab | LF | 5.56
031500101940 | CONCRETE | ACCESSORIES | CONCRETE ACCESSORIES | Keyed cold expansion/control joints, 24 ga, 4" slab | LF | 5.63
031500101960 | CONCRETE | ACCESSORIES | CONCRETE ACCESSORIES | Keyed cold expansion/control joints, 24 ga, 5" slab | LF | 6.16
031500101980 | CONCRETE | ACCESSORIES | CONCRETE ACCESSORIES | Keyed cold expansion/control joints, 24 ga, 6" slab | LF | 6.77
031500101990 | CONCRETE | ACCESSORIES | CONCRETE ACCESSORIES | Keyed cold expansion/control joints, 24 ga, 8" slab | LF | 7.61
031500102000 | CONCRETE | ACCESSORIES | CONCRETE ACCESSORIES | Keyed cold expansion/control joints, 24 ga, 10" slab | LF | 8.26
031500102140 | CONCRETE | ACCESSORIES | CONCRETE ACCESSORIES | Waterstops, polyvinyl chloride, ribbed, 3/16"x, 4" wid | LF | 5.77
031500102160 | CONCRETE | ACCESSORIES | CONCRETE ACCESSORIES | Waterstops, polyvinyl chloride, ribbed, 3/16"x, 6" wid | LF | 6.71
031500102170 | CONCRETE | ACCESSORIES | CONCRETE ACCESSORIES | Waterstops, polyvinyl chloride, ribbed, 1/2"x, 9" wide | LF | 11.08
031500102180 | CONCRETE | ACCESSORIES | CONCRETE ACCESSORIES | Waterstop, ribbed w/center bulb, 3/16" thk x 9"w | LF | 9.95
031500102200 | CONCRETE | ACCESSORIES | CONCRETE ACCESSORIES | Waterstop, ribbed w/center bulb, 3/8" thk x 9"w | LF | 10.99
031500102240 | CONCRETE | ACCESSORIES | CONCRETE ACCESSORIES | Waterstop, dumbell type, 3/8" thick x 6" wide | LF | 10.64
031500102260 | CONCRETE | ACCESSORIES | CONCRETE ACCESSORIES | Waterstop, plain, 3/8" thick x 9" wide | LF | 13.4
031500102280 | CONCRETE | ACCESSORIES | CONCRETE ACCESSORIES | Waterstop, center bulb, 3/8" thick x 9" wide | LF | 15.28
031500102320 | CONCRETE | ACCESSORIES | CONCRETE ACCESSORIES | Waterstop, rubber, flat dumbell, 3/8" thick x 6" wide | LF | 12.27
031500102340 | CONCRETE | ACCESSORIES | CONCRETE ACCESSORIES | Waterstop, rubber, flat dumbell, 3/8" thick x 9" wide | LF | 13.4
031500102360 | CONCRETE | ACCESSORIES | CONCRETE ACCESSORIES | Waterstop, rubber, center bulb, 3/8" thick x 6" wide | LF | 13.33
031500102380 | CONCRETE | ACCESSORIES | CONCRETE ACCESSORIES | Waterstop, rubber, center bulb, 3/8" thick x 9" wide | LF | 16.21
031500105090 | CONCRETE | ACCESSORIES | CONCRETE ACCESSORIES | Vapor barrier, 4 mil polyethylene | SF | 0.28
031500105094 | CONCRETE | ACCESSORIES | CONCRETE ACCESSORIES | Vapor barrier, 6 mil polyethylene | SF | 0.3
031500105096 | CONCRETE | ACCESSORIES | CONCRETE ACCESSORIES | Vapor barrier, 10 mil polyethylene | SF | 0.36
031500105098 | CONCRETE | ACCESSORIES | CONCRETE ACCESSORIES | Vapor barrier, 15 mil polyethylene | SF | 0.37
031500105200 | CONCRETE | ACCESSORIES | CONCRETE ACCESSORIES | Gravel porous fill, under floor slabs, 3/4" ston | CY | 141
031500106020 | CONCRETE | ACCESSORIES | CONCRETE ACCESSORIES | Reinf access, beam bolsters, 1-1/2" high, plain | LF | 1.44
031500106030 | CONCRETE | ACCESSORIES | CONCRETE ACCESSORIES | Reinf access, beam bolsters, galvanized | LF | 2.14
031500106040 | CONCRETE | ACCESSORIES | CONCRETE ACCESSORIES | Reinf access, beam bolsters, 3" high, plain | LF | 2.42
031500106050 | CONCRETE | ACCESSORIES | CONCRETE ACCESSORIES | Reinf access, beam bolsters, 3" high, galvanized | LF | 3.13
031500106100 | CONCRETE | ACCESSORIES | CONCRETE ACCESSORIES | Reinf access, slab bolsters, 1" high, plain | LF | 1.06
031500106110 | CONCRETE | ACCESSORIES | CONCRETE ACCESSORIES | Reinf access, slab bolsters, 1" high, galvanized | LF | 1.7
031500106120 | CONCRETE | ACCESSORIES | CONCRETE ACCESSORIES | Reinf access, slab bolsters, 2" high, plain | LF | 1.34
031500106130 | CONCRETE | ACCESSORIES | CONCRETE ACCESSORIES | Reinf access, slab bolsters, 2" high, galvanized | LF | 1.96
031500106218 | CONCRETE | ACCESSORIES | CONCRETE ACCESSORIES | Reinf access, chairs, 2" high, plastic | EA | 2.91
031500106220 | CONCRETE | ACCESSORIES | CONCRETE ACCESSORIES | Reinf access, chairs, 2" high, plain | EA | 3.79
031500106230 | CONCRETE | ACCESSORIES | CONCRETE ACCESSORIES | Reinf access, chairs, 2" high, galvanized | EA | 3.96
031500106238 | CONCRETE | ACCESSORIES | CONCRETE ACCESSORIES | Reinf access, chairs, 3" high, plastic | EA | 3.08
031500106240 | CONCRETE | ACCESSORIES | CONCRETE ACCESSORIES | Reinf access, chairs, 3" high, plain | EA | 3.96
031500106250 | CONCRETE | ACCESSORIES | CONCRETE ACCESSORIES | Reinf access, chairs, 3" high, galvanized | EA | 5.72
031500106258 | CONCRETE | ACCESSORIES | CONCRETE ACCESSORIES | Reinf access, chairs, 4-1/2" high, plastic | EA | 4.04
031500106260 | CONCRETE | ACCESSORIES | CONCRETE ACCESSORIES | Reinf access, chairs, 4-1/2" high, plain | EA | 5.27
031500106270 | CONCRETE | ACCESSORIES | CONCRETE ACCESSORIES | Reinf access, chairs, 4-1/2" high, galvanized | EA | 7.27
031500106278 | CONCRETE | ACCESSORIES | CONCRETE ACCESSORIES | Reinf access, chairs, 6" high, plastic | EA | 5.53
031500106280 | CONCRETE | ACCESSORIES | CONCRETE ACCESSORIES | Reinf access, chairs, 12" high, plain | EA | 7.98
031500106290 | CONCRETE | ACCESSORIES | CONCRETE ACCESSORIES | Reinf access, chairs, 12" high, galvanized | EA | 12.71
031500106300 | CONCRETE | ACCESSORIES | CONCRETE ACCESSORIES | Continuous high chair, 3" high, plain | LF | 2.92
031500106310 | CONCRETE | ACCESSORIES | CONCRETE ACCESSORIES | Continuous high chair, 3" high, galvanized | LF | 3.49
031500106320 | CONCRETE | ACCESSORIES | CONCRETE ACCESSORIES | Continuous high chair, 5" high, plain | LF | 2.96
031500106330 | CONCRETE | ACCESSORIES | CONCRETE ACCESSORIES | Continuous high chair, 5" high, galvanized | LF | 3.53
031500106340 | CONCRETE | ACCESSORIES | CONCRETE ACCESSORIES | Continuous high chair, 8" high, plain | LF | 3.57
031500106350 | CONCRETE | ACCESSORIES | CONCRETE ACCESSORIES | Continuous high chair, 8" high, galvanized | LF | 4.44
031500106360 | CONCRETE | ACCESSORIES | CONCRETE ACCESSORIES | Continuous high chair, 12" high, plain | LF | 4.46
031500106370 | CONCRETE | ACCESSORIES | CONCRETE ACCESSORIES | Continuous high chair, 12" high, galvanized | LF | 5.58
031500107010 | CONCRETE | ACCESSORIES | CONCRETE ACCESSORIES | Reinforcing, spirals or stirrups, 8" to 24" | TON | 5141
031500107050 | CONCRETE | ACCESSORIES | CONCRETE ACCESSORIES | Reinforcing, spirals or stirrups, 24" to 48" | TON | 4909
031500107090 | CONCRETE | ACCESSORIES | CONCRETE ACCESSORIES | Reinforcing, spirals or stirrups, 48" to 84" | TON | 4724
032100101000 | CONCRETE | REINFORCEMENT | BEAM REINFORCING | Reinforcing, beams-girders, #3-#4 | TON | 3965
032100101010 | CONCRETE | REINFORCEMENT | BEAM REINFORCING | Reinforcing, beams-girders, #5-#6 | TON | 3320
032100101011 | CONCRETE | REINFORCEMENT | BEAM REINFORCING | Reinforcing, beams-girders, #7-#8 | TON | 2998
032100101012 | CONCRETE | REINFORCEMENT | BEAM REINFORCING | Reinforcing, beams-girders, #9-#10 | TON | 2799
032100101013 | CONCRETE | REINFORCEMENT | BEAM REINFORCING | Reinforcing, beams-girders, #11 | TON | 2719
032100101014 | CONCRETE | REINFORCEMENT | BEAM REINFORCING | Reinforcing, beams-girders, #14 | TON | 2650
032100101020 | CONCRETE | REINFORCEMENT | BEAM REINFORCING | Reinforcing, galvanized, beams-girders, #3-#4 | TON | 5281
032100101030 | CONCRETE | REINFORCEMENT | BEAM REINFORCING | Reinforcing, galvanized, beams-girders, #5-#6 | TON | 4688
032100101031 | CONCRETE | REINFORCEMENT | BEAM REINFORCING | Reinforcing, galvanized, beams-girders, #7-#8 | TON | 4295
032100101032 | CONCRETE | REINFORCEMENT | BEAM REINFORCING | Reinforcing, galvanized, beams-girders, #9-#10 | TON | 4096
032100101033 | CONCRETE | REINFORCEMENT | BEAM REINFORCING | Reinforcing, galvanized, beams-girders, #11 | TON | 4016
032100101034 | CONCRETE | REINFORCEMENT | BEAM REINFORCING | Reinforcing, galvanized, beams-girders, #14 | TON | 3947
032100101200 | CONCRETE | REINFORCEMENT | BEAM REINFORCING | Reinforcing, epoxy coated, beams-girders, #3-#4 | TON | 5424
032100101210 | CONCRETE | REINFORCEMENT | BEAM REINFORCING | Reinforcing, epoxy coated, beams-girders, #5-#6 | TON | 4706
032100101220 | CONCRETE | REINFORCEMENT | BEAM REINFORCING | Reinforcing, epoxy coated, beams-girders, #7-#8 | TON | 4276
032100101230 | CONCRETE | REINFORCEMENT | BEAM REINFORCING | Reinforcing, epoxy coated, beams-girders, #9-#10 | TON | 4042
032100101240 | CONCRETE | REINFORCEMENT | BEAM REINFORCING | Reinforcing, epoxy coated, beams-girders, #11 | TON | 3951
032100101250 | CONCRETE | REINFORCEMENT | BEAM REINFORCING | Reinforcing, epoxy coated, beams-girders, #14 | TON | 3871
032100102100 | CONCRETE | REINFORCEMENT | BEAM REINFORCING | Reinforcing, bond beams, 3-#4 | TON | 4661
032100102110 | CONCRETE | REINFORCEMENT | BEAM REINFORCING | Reinforcing, bond beams, #5-#6 | TON | 3738
032100102120 | CONCRETE | REINFORCEMENT | BEAM REINFORCING | Reinforcing, bond beams, #7-#8 | TON | 3462
032100102210 | CONCRETE | REINFORCEMENT | BEAM REINFORCING | Reinforcing, galvanized, bond beams, #3-#4 | TON | 5977
032100102220 | CONCRETE | REINFORCEMENT | BEAM REINFORCING | Reinforcing, galvanized, bond beams, #5-#6 | TON | 5105
032100102230 | CONCRETE | REINFORCEMENT | BEAM REINFORCING | Reinforcing, galvanized, bond beams, #7-#8 | TON | 4759
032100102410 | CONCRETE | REINFORCEMENT | BEAM REINFORCING | Reinforcing, epoxy coated, bond beams, #3-#4 | TON | 6378
032100102420 | CONCRETE | REINFORCEMENT | BEAM REINFORCING | Reinforcing, epoxy coated, bond beams, #5-#6 | TON | 5236
032100102430 | CONCRETE | REINFORCEMENT | BEAM REINFORCING | Reinforcing, epoxy coated, bond beams, #7-#8 | TON | 4845
032100201000 | CONCRETE | REINFORCEMENT | BOX CULVERT REINFORCING | Reinforcing, box culverts, #3-#4 | TON | 2921
032100201020 | CONCRETE | REINFORCEMENT | BOX CULVERT REINFORCING | Reinforcing, box culverts, #5-#6 | TON | 2578
032100201040 | CONCRETE | REINFORCEMENT | BOX CULVERT REINFORCING | Reinforcing, box culverts, #7-#8 | TON | 2441
032100201060 | CONCRETE | REINFORCEMENT | BOX CULVERT REINFORCING | Reinforcing, box culverts, #9-#10 | TON | 2365
032100201080 | CONCRETE | REINFORCEMENT | BOX CULVERT REINFORCING | Reinforcing, box culverts, #11 | TON | 2302
032100201200 | CONCRETE | REINFORCEMENT | BOX CULVERT REINFORCING | Reinforcing, galvanized, box culverts, #3-#4 | TON | 4100
032100201220 | CONCRETE | REINFORCEMENT | BOX CULVERT REINFORCING | Reinforcing, galvanized, box culverts, #5-#6 | TON | 3945
032100201240 | CONCRETE | REINFORCEMENT | BOX CULVERT REINFORCING | Reinforcing, galvanized, box culverts, #7-#8 | TON | 3738
032100201260 | CONCRETE | REINFORCEMENT | BOX CULVERT REINFORCING | Reinforcing, galvanized, box culverts, #9-#10 | TON | 3662
032100201280 | CONCRETE | REINFORCEMENT | BOX CULVERT REINFORCING | Reinforcing, galvanized, box culverts, #11 | TON | 3599
032100202100 | CONCRETE | REINFORCEMENT | BOX CULVERT REINFORCING | Reinforcing, epoxy coated, box culverts, #3-#4 | TON | 4151
032100202110 | CONCRETE | REINFORCEMENT | BOX CULVERT REINFORCING | Reinforcing, epoxy coated, box culverts, #5-#6 | TON | 3833
032100202120 | CONCRETE | REINFORCEMENT | BOX CULVERT REINFORCING | reinforcing, epoxy coated, box culverts, #7-#8 | TON | 3637
032100202130 | CONCRETE | REINFORCEMENT | BOX CULVERT REINFORCING | Reinforcing, epoxy coated, box culverts, #9-#10 | TON | 3553
032100202140 | CONCRETE | REINFORCEMENT | BOX CULVERT REINFORCING | Reinforcing, epoxy coated, box culverts, #11 | TON | 3484
032100301000 | CONCRETE | REINFORCEMENT | COLUMN REINFORCING | Reinforcing, columns, #3-#4 | TON | 4263
032100301010 | CONCRETE | REINFORCEMENT | COLUMN REINFORCING | Reinforcing, columns, #5-#6 | TON | 3506
032100301015 | CONCRETE | REINFORCEMENT | COLUMN REINFORCING | Reinforcing, columns, #7-#8 | TON | 3276
032100301020 | CONCRETE | REINFORCEMENT | COLUMN REINFORCING | Reinforcing, columns, #9-#10 | TON | 3124
032100301025 | CONCRETE | REINFORCEMENT | COLUMN REINFORCING | Reinforcing, columns, #11 | TON | 2998
032100301030 | CONCRETE | REINFORCEMENT | COLUMN REINFORCING | Reinforcing, columns, #14 | TON | 2891
032100301040 | CONCRETE | REINFORCEMENT | COLUMN REINFORCING | Reinforcing, columns, #18 | TON | 2799
032100301200 | CONCRETE | REINFORCEMENT | COLUMN REINFORCING | Reinforcing, galvanized, columns, #3-#4 | TON | 5579
032100301300 | CONCRETE | REINFORCEMENT | COLUMN REINFORCING | Reinforcing, galvanized, columns, #5-#6 | TON | 4873
032100301320 | CONCRETE | REINFORCEMENT | COLUMN REINFORCING | Reinforcing, galvanized, columns, #7-#8 | TON | 4573
032100301340 | CONCRETE | REINFORCEMENT | COLUMN REINFORCING | Reinforcing, galvanized, columns, #9-#10 | TON | 4421
032100301360 | CONCRETE | REINFORCEMENT | COLUMN REINFORCING | Reinforcing, galvanized, columns, #11 | TON | 4295
032100301380 | CONCRETE | REINFORCEMENT | COLUMN REINFORCING | Reinforcing, galvanized, columns, #14 | TON | 4188
032100301400 | CONCRETE | REINFORCEMENT | COLUMN REINFORCING | Reinforcing, galvanized, columns, #18 | TON | 4096
032100301510 | CONCRETE | REINFORCEMENT | COLUMN REINFORCING | Reinfoecing, epoxy coated, columns, #3-#4 | TON | 5822
032100301520 | CONCRETE | REINFORCEMENT | COLUMN REINFORCING | Reinforcing, epoxy coated, columns, #5-#6 | TON | 4938
032100301530 | CONCRETE | REINFORCEMENT | COLUMN REINFORCING | Reinforcing, epoxy coated, columns, #7-#8 | TON | 4613
032100301540 | CONCRETE | REINFORCEMENT | COLUMN REINFORCING | Reinforcing, epoxy coated, columns, #9-#10 | TON | 4428
032100301550 | CONCRETE | REINFORCEMENT | COLUMN REINFORCING | Reinforcing, epoxy coated, columns, #11 | TON | 4276
032100301560 | CONCRETE | REINFORCEMENT | COLUMN REINFORCING | Reinforcing, epoxy coated, columns, #14 | TON | 4149
032100301570 | CONCRETE | REINFORCEMENT | COLUMN REINFORCING | Reinforcing, epoxy coated, columns, #18 | TON | 4042
032100401000 | CONCRETE | REINFORCEMENT | ELEVATED SLAB REINFORCING | Reinforcing, elevated slab, #3-#4 | TON | 2921
032100401020 | CONCRETE | REINFORCEMENT | ELEVATED SLAB REINFORCING | Reinforcing, elevated slab, #5-#6 | TON | 2578
032100401040 | CONCRETE | REINFORCEMENT | ELEVATED SLAB REINFORCING | Reinforcing, elevated slab, #7-#8 | TON | 2441
032100401060 | CONCRETE | REINFORCEMENT | ELEVATED SLAB REINFORCING | Reinforcing, elevated slab, #9-#10 | TON | 2365
032100401080 | CONCRETE | REINFORCEMENT | ELEVATED SLAB REINFORCING | Reinforcing, elevated slab, #11 | TON | 2302
032100402000 | CONCRETE | REINFORCEMENT | ELEVATED SLAB REINFORCING | Reinforcing, galvanized, elevated slab, #3-#4 | TON | 4100
032100402020 | CONCRETE | REINFORCEMENT | ELEVATED SLAB REINFORCING | Reinforcing, galvanized, elevated slab, #5-#6 | TON | 3945
032100402040 | CONCRETE | REINFORCEMENT | ELEVATED SLAB REINFORCING | Reinforcing, galvanized, elevated slab, #7-#8 | TON | 3738
032100402060 | CONCRETE | REINFORCEMENT | ELEVATED SLAB REINFORCING | Reinforcing, galvanized, elevated slab, #9-#10 | TON | 3662
032100402100 | CONCRETE | REINFORCEMENT | ELEVATED SLAB REINFORCING | Reinforcing, galvanized, elevated slab, #11 | TON | 3599
032100403100 | CONCRETE | REINFORCEMENT | ELEVATED SLAB REINFORCING | Reinforcing, epoxy coated, elevated slab, #3-#4 | TON | 4151
032100403110 | CONCRETE | REINFORCEMENT | ELEVATED SLAB REINFORCING | Reinforcing, epoxy coated, elevated slab, #5-#6 | TON | 3833
032100403120 | CONCRETE | REINFORCEMENT | ELEVATED SLAB REINFORCING | Reinforcing, epoxy coated, elevated slab, #7-#8 | TON | 3637
032100403130 | CONCRETE | REINFORCEMENT | ELEVATED SLAB REINFORCING | Reinforcing, epoxy coated, elevated slab, #9-#10 | TON | 3553
032100403140 | CONCRETE | REINFORCEMENT | ELEVATED SLAB REINFORCING | Reinforcing, epoxy coated, elevated slab, #11 | TON | 3484
032100501000 | CONCRETE | REINFORCEMENT | EQUIP. PAD REINFORCING | Reinforcing, equipment pad, #3-#4 | TON | 3547
032100501020 | CONCRETE | REINFORCEMENT | EQUIP. PAD REINFORCING | Equipment pad reinforcing, #5-#6 | TON | 3169
032100501040 | CONCRETE | REINFORCEMENT | EQUIP. PAD REINFORCING | Reinforcing, equipment pad, #5-#6 | TON | 2998
032100501060 | CONCRETE | REINFORCEMENT | EQUIP. PAD REINFORCING | Equipment pad reinforcing, #9-#10 | TON | 2891
032100501080 | CONCRETE | REINFORCEMENT | EQUIP. PAD REINFORCING | Equipment pad reinforcing, #11 | TON | 2799
032100601020 | CONCRETE | REINFORCEMENT | FOOTING REINFORCING | Reinforcing, grade 50, footings, #5-#6 | TON | 3269
032100601030 | CONCRETE | REINFORCEMENT | FOOTING REINFORCING | Footing reinforcing, grade 50, #5-#6 | TON | 2843
032100601040 | CONCRETE | REINFORCEMENT | FOOTING REINFORCING | Reinforcing, grade 50, footings, #7-#8 | TON | 2650
032100601050 | CONCRETE | REINFORCEMENT | FOOTING REINFORCING | Reinforcing, grade 50, footings, #9-#10 | TON | 2534
032100601060 | CONCRETE | REINFORCEMENT | FOOTING REINFORCING | Footing reinforcing, grade 50, #3 - #4 | TON | 3269
032100601072 | CONCRETE | REINFORCEMENT | FOOTING REINFORCING | Reinforcing, grade 60, footings, #5-#6 | TON | 2843
032100601074 | CONCRETE | REINFORCEMENT | FOOTING REINFORCING | Reinforcing, grade 60, footings, #7-#8 | TON | 2650
032100601080 | CONCRETE | REINFORCEMENT | FOOTING REINFORCING | Reinforcing, grade 60, footings, #9-#10 | TON | 2534
032100601100 | CONCRETE | REINFORCEMENT | FOOTING REINFORCING | Reinforcing, grade 70, footings, #3-#4 | TON | 3269
032100601110 | CONCRETE | REINFORCEMENT | FOOTING REINFORCING | Reinforcing, grade 70, footings, #5-#6 | TON | 2843
032100601120 | CONCRETE | REINFORCEMENT | FOOTING REINFORCING | Reinforcing, grade 70, footings, #7-#8 | TON | 2650
032100601140 | CONCRETE | REINFORCEMENT | FOOTING REINFORCING | Reinforcing, grade 70, footings, #9-#10 | TON | 2534
032100601160 | CONCRETE | REINFORCEMENT | FOOTING REINFORCING | Reinforcing, grade 70, footings, #11 | TON | 2441
032100605000 | CONCRETE | REINFORCEMENT | FOOTING REINFORCING | Reinforcing, straight dowels, 24" long, 1" dia | EA | 7.92
032100605040 | CONCRETE | REINFORCEMENT | FOOTING REINFORCING | Reinforcing, straight dowels, 24" long, 3/4" dia | EA | 7.18
032100605050 | CONCRETE | REINFORCEMENT | FOOTING REINFORCING | Reinforcing, straight dowels, 24" long, 5/8" dia | EA | 6.35
032100605060 | CONCRETE | REINFORCEMENT | FOOTING REINFORCING | Reinforcing, straight dowels, 24" long, 1/2" dia | EA | 5.09
032100701000 | CONCRETE | REINFORCEMENT | FOUNDATION REINFORCING | Reinforcing, foundations, #3-#4 | TON | 3269
032100701020 | CONCRETE | REINFORCEMENT | FOUNDATION REINFORCING | Reinforcing, foundations, #5-#6 | TON | 2843
032100701040 | CONCRETE | REINFORCEMENT | FOUNDATION REINFORCING | Reinforcing, foundations, #7-#8 | TON | 2650
032100701060 | CONCRETE | REINFORCEMENT | FOUNDATION REINFORCING | Reinforcing, foundations, #9-#10 | TON | 2534
032100701080 | CONCRETE | REINFORCEMENT | FOUNDATION REINFORCING | Reinforcing, foundations, #11 | TON | 2441
032100701400 | CONCRETE | REINFORCEMENT | FOUNDATION REINFORCING | Reinforcing, galvanized, foundations, #3-#4 | TON | 4597
032100701410 | CONCRETE | REINFORCEMENT | FOUNDATION REINFORCING | Reinforcing, galvanized, foundations, #5-#6 | TON | 4222
032100701420 | CONCRETE | REINFORCEMENT | FOUNDATION REINFORCING | Reinforcing, galvanized, foundations, #7-#8 | TON | 3958
032100701430 | CONCRETE | REINFORCEMENT | FOUNDATION REINFORCING | Reinforcing, galvanized, foundations, #9-#10 | TON | 3842
032100701440 | CONCRETE | REINFORCEMENT | FOUNDATION REINFORCING | Reinforcing, galvanized, foundations, #11 | TON | 3749
032100702100 | CONCRETE | REINFORCEMENT | FOUNDATION REINFORCING | Reinforcing, epoxy coated, foundations, #3-#4 | TON | 4568
032100702110 | CONCRETE | REINFORCEMENT | FOUNDATION REINFORCING | Reinforcing, epoxy coated, foundations, #5-#6 | TON | 4146
032100702120 | CONCRETE | REINFORCEMENT | FOUNDATION REINFORCING | Reinforcing, epoxy coated, foundations, #7-#8 | TON | 3882
032100702130 | CONCRETE | REINFORCEMENT | FOUNDATION REINFORCING | Reinforcing, epoxy coated, foundations, #9-#10 | TON | 3751
032100702140 | CONCRETE | REINFORCEMENT | FOUNDATION REINFORCING | Reinforcing, epoxy coated, foundations, #11 | TON | 3647
032100801000 | CONCRETE | REINFORCEMENT | GRADE BEAM REINFORCING | Reinforcing, grade beams, #3-#4 | TON | 3162
032100801020 | CONCRETE | REINFORCEMENT | GRADE BEAM REINFORCING | Reinforcing, grade beams, #5-#6 | TON | 2764
032100801040 | CONCRETE | REINFORCEMENT | GRADE BEAM REINFORCING | Reinforcing, grade beams, #7-#8 | TON | 2588
032100801060 | CONCRETE | REINFORCEMENT | GRADE BEAM REINFORCING | Reinforcing, grade beams, #9-#10 | TON | 2485
032100801080 | CONCRETE | REINFORCEMENT | GRADE BEAM REINFORCING | Reinforcing, grade beams, #11 | TON | 2401
032100801100 | CONCRETE | REINFORCEMENT | GRADE BEAM REINFORCING | Reinforcing, galvanized, grade beams, #3-#4 | TON | 4490
032100801120 | CONCRETE | REINFORCEMENT | GRADE BEAM REINFORCING | Reinforcing, galvanized, grade beams, #5-#6 | TON | 4142
032100801140 | CONCRETE | REINFORCEMENT | GRADE BEAM REINFORCING | Reinforcing, galvanized, grade beams, #7-#8 | TON | 3897
032100801160 | CONCRETE | REINFORCEMENT | GRADE BEAM REINFORCING | Reinforcing, galvanized, grade beams, #9-#10 | TON | 3793
032100801180 | CONCRETE | REINFORCEMENT | GRADE BEAM REINFORCING | Reinforcing, galvanized, grade beams, #11 | TON | 3709
032100802100 | CONCRETE | REINFORCEMENT | GRADE BEAM REINFORCING | Reinforcing, epoxy coated, grade beams, #3-#4 | TON | 4441
032100802110 | CONCRETE | REINFORCEMENT | GRADE BEAM REINFORCING | Reinforcing, epoxy coated, grade beams, #5-#6 | TON | 4054
032100802120 | CONCRETE | REINFORCEMENT | GRADE BEAM REINFORCING | Reinforcing, epoxy coated, grade beams, #7-#8 | TON | 3812
032100802130 | CONCRETE | REINFORCEMENT | GRADE BEAM REINFORCING | Reinforcing, epoxy coated, grade beams, #9-#10 | TON | 3696
032100802140 | CONCRETE | REINFORCEMENT | GRADE BEAM REINFORCING | Reinforcing, epoxy coated, grade beams, #11 | TON | 3603
032100901000 | CONCRETE | REINFORCEMENT | SLAB / MAT REINFORCING | Reinforcing, slab, bars, #3-#4 | TON | 3269
032100901020 | CONCRETE | REINFORCEMENT | SLAB / MAT REINFORCING | Reinforcing, slab, bars, #5-#6 | TON | 2843
032100901040 | CONCRETE | REINFORCEMENT | SLAB / MAT REINFORCING | Reinforcing, slab, bars, #7-#8 | TON | 2650
032100901060 | CONCRETE | REINFORCEMENT | SLAB / MAT REINFORCING | Reinforcing, slab, bars, #9-#10 | TON | 2534
032100901080 | CONCRETE | REINFORCEMENT | SLAB / MAT REINFORCING | Reinforcing, slab, bars, #11 | TON | 2441
032100902000 | CONCRETE | REINFORCEMENT | SLAB / MAT REINFORCING | Reinforcing, slab, galvanized bars, #3-#4 | TON | 4597
032100902020 | CONCRETE | REINFORCEMENT | SLAB / MAT REINFORCING | Reinforcing, slab, galvanized bars, #5-#6 | TON | 4222
032100902040 | CONCRETE | REINFORCEMENT | SLAB / MAT REINFORCING | Reinforcing, slab, galvanized bars, #7-#8 | TON | 3958
032100902060 | CONCRETE | REINFORCEMENT | SLAB / MAT REINFORCING | Reinforcing, slab, galvanized bars, #9-#10 | TON | 3842
032100902080 | CONCRETE | REINFORCEMENT | SLAB / MAT REINFORCING | Reinforcing, slab, galvanized bars, #11 | TON | 3749
032100903100 | CONCRETE | REINFORCEMENT | SLAB / MAT REINFORCING | Reinforcing, slab, epoxy coated bars, #3-#4 | TON | 4568
032100903110 | CONCRETE | REINFORCEMENT | SLAB / MAT REINFORCING | Reinforcing, slab, epoxy coated bars, #5-#6 | TON | 4146
032100903120 | CONCRETE | REINFORCEMENT | SLAB / MAT REINFORCING | Reinforcing, slab, epoxy coated bars, #7-#8 | TON | 3882
032100903130 | CONCRETE | REINFORCEMENT | SLAB / MAT REINFORCING | Reinforcing, slab, epoxy coated bars, #9-#10 | TON | 3751
032100903140 | CONCRETE | REINFORCEMENT | SLAB / MAT REINFORCING | Reinforcing, slab, epoxy coated bars, #11 | TON | 3647
032100905006 | CONCRETE | REINFORCEMENT | SLAB / MAT REINFORCING | Reinforcing, slab, galv mesh, 2x2, w.9xw.9 | SF | 3.2
032100905020 | CONCRETE | REINFORCEMENT | SLAB / MAT REINFORCING | Reinforcing, slab, galv mesh, 4x4, w1.4xw1.4 | SF | 1.24
032100905040 | CONCRETE | REINFORCEMENT | SLAB / MAT REINFORCING | Reinforcing, slab, galv mesh, 4x4, w2.0xw2.0 | SF | 1.48
032100905060 | CONCRETE | REINFORCEMENT | SLAB / MAT REINFORCING | Reinforcing, slab, galv mesh, 4x4, w2.9xw2.9 | SF | 1.87
032100905080 | CONCRETE | REINFORCEMENT | SLAB / MAT REINFORCING | Reinforcing, slab, galv mesh, 4x4, w4.0xw4.0 | SF | 2.52
032100905100 | CONCRETE | REINFORCEMENT | SLAB / MAT REINFORCING | Reinforcing, slab, galv mesh, 6x6, w1.4xw1.4 | SF | 1.04
032100905120 | CONCRETE | REINFORCEMENT | SLAB / MAT REINFORCING | Reinforcing, slab, galv mesh, 6x6, w2.0xw2.0 | SF | 1.34
032100905140 | CONCRETE | REINFORCEMENT | SLAB / MAT REINFORCING | Reinforcing, slab, galv mesh, 6x6, w2.9xw2.9 | SF | 1.67
032100905150 | CONCRETE | REINFORCEMENT | SLAB / MAT REINFORCING | Reinforcing, slab, galv mesh, 6x6, w4.0xw4.0 | SF | 1.83
032100905180 | CONCRETE | REINFORCEMENT | SLAB / MAT REINFORCING | Reinforcing, slab, standard mesh, 2x2, w0.9x2.9 | SF | 1.18
032100905200 | CONCRETE | REINFORCEMENT | SLAB / MAT REINFORCING | Reinforcing, slab, standard mesh, 4x4, w1.4xw1.4 | SF | 1.01
032100905300 | CONCRETE | REINFORCEMENT | SLAB / MAT REINFORCING | Reinforcing, slab, standard mesh, 4x4, w2.0xw2.0 | SF | 1.18
032100905400 | CONCRETE | REINFORCEMENT | SLAB / MAT REINFORCING | Reinforcing, slab, standard mesh, 4x4, w2.9xw2.9 | SF | 1.45
032100905500 | CONCRETE | REINFORCEMENT | SLAB / MAT REINFORCING | Reinforcing, slab, standard mesh, 4x4, w4.0xw4.0 | SF | 1.93
032100905700 | CONCRETE | REINFORCEMENT | SLAB / MAT REINFORCING | Reinforcing, slab, standard mesh, 6x6, w1.4xw1.4 | SF | 0.71
032100905800 | CONCRETE | REINFORCEMENT | SLAB / MAT REINFORCING | Reinforcing, slab, standard mesh, 6x6, w2.0xw2.0 | SF | 0.86
032100906000 | CONCRETE | REINFORCEMENT | SLAB / MAT REINFORCING | Reinforcing, slab, standard mesh, 6x6, w2.9xw2.9 | SF | 1.07
032100906020 | CONCRETE | REINFORCEMENT | SLAB / MAT REINFORCING | Reinforcing, slab, standard mesh, 6x6, w4.0xw4.0 | SF | 1.39
032101001000 | CONCRETE | REINFORCEMENT | STAIR REINFORCING | Reinforcing, stairs, #3-#4 | TON | 3547
032101001020 | CONCRETE | REINFORCEMENT | STAIR REINFORCING | Reinforcing, stairs, #5-#6 | TON | 3042
032101001040 | CONCRETE | REINFORCEMENT | STAIR REINFORCING | Reinforcing, stairs, #7-#8 | TON | 2799
032101001060 | CONCRETE | REINFORCEMENT | STAIR REINFORCING | Reinforcing, stairs, #9-#10 | TON | 2650
032101002000 | CONCRETE | REINFORCEMENT | STAIR REINFORCING | Reinforcing, galvanized, stairs, #3-#4 | TON | 4876
032101002020 | CONCRETE | REINFORCEMENT | STAIR REINFORCING | Reinforcing, galvanized, stairs, #5-#6 | TON | 4421
032101002040 | CONCRETE | REINFORCEMENT | STAIR REINFORCING | Reinforcing, galvanized, stairs, #7-#8 | TON | 4107
032101002060 | CONCRETE | REINFORCEMENT | STAIR REINFORCING | Reinforcing, galvanized, stairs, #9-#10 | TON | 3958
032101003100 | CONCRETE | REINFORCEMENT | STAIR REINFORCING | Reinforcing, epoxy coated, stairs, #3-#4 | TON | 4905
032101003110 | CONCRETE | REINFORCEMENT | STAIR REINFORCING | Reinforcing, epoxy coated, stairs, #5-#6 | TON | 4379
032101003120 | CONCRETE | REINFORCEMENT | STAIR REINFORCING | Reinforcing, epoxy coated, stairs, #7-#8 | TON | 4053
032101003130 | CONCRETE | REINFORCEMENT | STAIR REINFORCING | Reinforcing, epoxy coated, stairs, #9-#10 | TON | 3882
032101004200 | CONCRETE | REINFORCEMENT | STAIR REINFORCING | Stair nosing, galv steel, 3' long | EA | 31.86
032101004210 | CONCRETE | REINFORCEMENT | STAIR REINFORCING | Stair nosing, galv steel, 4' long | EA | 42.69
032101004230 | CONCRETE | REINFORCEMENT | STAIR REINFORCING | Stair nosing, galv steel, 5' long | EA | 62.24
032101101000 | CONCRETE | REINFORCEMENT | WALL REINFORCING | Reinforcing, wall, #3-#4 | TON | 3070
032101101020 | CONCRETE | REINFORCEMENT | WALL REINFORCING | Reinforcing, wall, #5-#6 | TON | 2694
032101101040 | CONCRETE | REINFORCEMENT | WALL REINFORCING | Reinforcing, wall, #7-#8 | TON | 2534
032101101060 | CONCRETE | REINFORCEMENT | WALL REINFORCING | Reinforcing, wall, #9-#10 | TON | 2441
032101102000 | CONCRETE | REINFORCEMENT | WALL REINFORCING | Reinforcing, wall, galvanized, #3-#4 | TON | 4399
032101102020 | CONCRETE | REINFORCEMENT | WALL REINFORCING | Reinforcing, wall, galvanized, #5-#6 | TON | 4071
032101102040 | CONCRETE | REINFORCEMENT | WALL REINFORCING | Reinforcing, wall, galvanized, #7-#8 | TON | 3842
032101102060 | CONCRETE | REINFORCEMENT | WALL REINFORCING | Reinforcing, wall, galvanized, #9-#10 | TON | 3749
032101103100 | CONCRETE | REINFORCEMENT | WALL REINFORCING | Reinforcing, wall, epoxy coated, #3-#4 | TON | 4334
032101103110 | CONCRETE | REINFORCEMENT | WALL REINFORCING | Reinforcing, wall, epoxy coated, #5-#6 | TON | 3975
032101103120 | CONCRETE | REINFORCEMENT | WALL REINFORCING | Reinforcing, wall, epoxy coated, #7-#8 | TON | 3751
032101103130 | CONCRETE | REINFORCEMENT | WALL REINFORCING | Reinforcing, wall, epoxy coated, #9-#10 | TON | 3647
032101109000 | CONCRETE | REINFORCEMENT | WALL REINFORCING | Reinforcing, wall, masonry (horiz), #3-#4 | TON | 5218
032101109020 | CONCRETE | REINFORCEMENT | WALL REINFORCING | Wall reinforcing, masonry (horiz), #5-#6 | TON | 4434
032101109040 | CONCRETE | REINFORCEMENT | WALL REINFORCING | Wall reinforcing, masonry (horiz), galv, #3-#4 | TON | 6546
032101109060 | CONCRETE | REINFORCEMENT | WALL REINFORCING | Wall reinforcing, masonry (horiz), galv, #5-#6 | TON | 5811
032101109200 | CONCRETE | REINFORCEMENT | WALL REINFORCING | Wall reinforcing, masonry (vert), #3-#4 | TON | 6053
032101109220 | CONCRETE | REINFORCEMENT | WALL REINFORCING | Wall reinforcing, masonry (vert), #5-#6 | TON | 4991
032101109240 | CONCRETE | REINFORCEMENT | WALL REINFORCING | Wall reinforcing, masonry (vert), galv, #3-#4 | TON | 7381
032101109260 | CONCRETE | REINFORCEMENT | WALL REINFORCING | Wall reinforcing, masonry (vert), galv, #5-#6 | TON | 6368
032101601000 | CONCRETE | REINFORCEMENT | PILE CAP REINFORCING | Reinforcing, pile caps, #3-#4 | TON | 3965
032101601020 | CONCRETE | REINFORCEMENT | PILE CAP REINFORCING | Reinforcing, pile caps, #5-#6 | TON | 3506
032101601040 | CONCRETE | REINFORCEMENT | PILE CAP REINFORCING | Reinforcing, pile caps, #7-#8 | TON | 3276
032101601060 | CONCRETE | REINFORCEMENT | PILE CAP REINFORCING | Reinforcing, pile caps, #9-#10 | TON | 3124
032101601080 | CONCRETE | REINFORCEMENT | PILE CAP REINFORCING | Reinforcing, pile caps, #11 | TON | 2998
032101601100 | CONCRETE | REINFORCEMENT | PILE CAP REINFORCING | Reinforcing, galvanized, pile caps, #3-#4 | TON | 5293
032101601120 | CONCRETE | REINFORCEMENT | PILE CAP REINFORCING | Reinforcing, galvanized, pile caps, #5-#6 | TON | 4885
032101601140 | CONCRETE | REINFORCEMENT | PILE CAP REINFORCING | Reinforcing, galvanized, pile caps, #7-#8 | TON | 4584
032101601160 | CONCRETE | REINFORCEMENT | PILE CAP REINFORCING | Reinforcing, galvanized, pile caps, #9-#10 | TON | 4433
032101601180 | CONCRETE | REINFORCEMENT | PILE CAP REINFORCING | Reinforcing, galvanized, pile caps, #11 | TON | 4306
032101602100 | CONCRETE | REINFORCEMENT | PILE CAP REINFORCING | Reinforcing, epoxy coated, pile caps, #3-#4 | TON | 5436
032101602110 | CONCRETE | REINFORCEMENT | PILE CAP REINFORCING | Reinforcing, epoxy coated, pile caps, #5-#6 | TON | 4949
032101602120 | CONCRETE | REINFORCEMENT | PILE CAP REINFORCING | Reinforcing, epoxy coated, pile caps, #7-#8 | TON | 4624
032101602130 | CONCRETE | REINFORCEMENT | PILE CAP REINFORCING | Reinforcing, epoxy coated, pile caps, #9-#10 | TON | 4439
032101602140 | CONCRETE | REINFORCEMENT | PILE CAP REINFORCING | Reinforcing, epoxy coated, pile caps, #11 | TON | 4287
033053101020 | CONCRETE | CAST-IN-PLACE CONCRETE | CONCRETE ADMIXTURES | Concrete water reducing admixture | GAL | 20.26
033053101040 | CONCRETE | CAST-IN-PLACE CONCRETE | CONCRETE ADMIXTURES | Concrete set retarder | GAL | 16.75
033053101060 | CONCRETE | CAST-IN-PLACE CONCRETE | CONCRETE ADMIXTURES | Air entraining agent | GAL | 19.16
033100101000 | CONCRETE | PLACING CONCRETE | BEAM CONCRETE | Place concrete, beams, 2500#, by crane | CY | 322
033100101010 | CONCRETE | PLACING CONCRETE | BEAM CONCRETE | Place concrete, beams, 2500#, by pump | CY | 310
033100101020 | CONCRETE | PLACING CONCRETE | BEAM CONCRETE | Place concrete, beams, 2500#, by buggy | CY | 257
033100102500 | CONCRETE | PLACING CONCRETE | BEAM CONCRETE | Place concrete, 3500#-4000# concrete, by crane | CY | 332
033100102520 | CONCRETE | PLACING CONCRETE | BEAM CONCRETE | Place concrete, 3500#-4000# concrete, by pump | CY | 321
033100102540 | CONCRETE | PLACING CONCRETE | BEAM CONCRETE | Place concrete, 3500#-4000# concrete, by hand buggy | CY | 268
033100104010 | CONCRETE | PLACING CONCRETE | BEAM CONCRETE | Place concrete, beams, 5000#, by crane | CY | 345
033100104020 | CONCRETE | PLACING CONCRETE | BEAM CONCRETE | Place concrete, beams, 5000#, by pump | CY | 334
033100104040 | CONCRETE | PLACING CONCRETE | BEAM CONCRETE | Place concrete, beams, 5000#, by hand buggy | CY | 281
033100109500 | CONCRETE | PLACING CONCRETE | BEAM CONCRETE | Place concrete, bond beam, 3000#, 8" h, 4" w, by pump | LF | 4.18
033100109520 | CONCRETE | PLACING CONCRETE | BEAM CONCRETE | Place concrete, bond beam, 3000#, 8" h, 6" w, by pump | LF | 5.34
033100109530 | CONCRETE | PLACING CONCRETE | BEAM CONCRETE | Place concrete, bond beam, 3000#, 8" h, 8" w, by pump | LF | 6.46
033100109540 | CONCRETE | PLACING CONCRETE | BEAM CONCRETE | Place concrete, bond beam, 3000#, 8" h, 10" w, by pump | LF | 7.6
033100109550 | CONCRETE | PLACING CONCRETE | BEAM CONCRETE | Place concrete, bond beam, 3000#, 8" h, 12" w, by pump | LF | 8.86
033100109560 | CONCRETE | PLACING CONCRETE | BEAM CONCRETE | Place concrete, bond beam, 3000#, 16" h, 8" w, by pump | LF | 10.47
033100109570 | CONCRETE | PLACING CONCRETE | BEAM CONCRETE | Place concrete, bond beam, 3000#, 16" h, 10" w, by pump | LF | 12.63
033100109580 | CONCRETE | PLACING CONCRETE | BEAM CONCRETE | Place concrete, bond beam, 3000#, 16" h, 12" w | LF | 14.99
033100109600 | CONCRETE | PLACING CONCRETE | BEAM CONCRETE | Place concrete, bond beam, 3000#, 8" h, 4" w, by crane | LF | 4.4
033100109620 | CONCRETE | PLACING CONCRETE | BEAM CONCRETE | Place concrete, bond beam, 3000#, 8" h, 6" w, by crane | LF | 5.48
033100109640 | CONCRETE | PLACING CONCRETE | BEAM CONCRETE | Place concrete, bond beam, 3000#, 8" h, 8" w, by crane | LF | 6.46
033100109650 | CONCRETE | PLACING CONCRETE | BEAM CONCRETE | Place concrete, bond beam, 3000#, 8" h, 10" w, by crane | LF | 7.6
033100109660 | CONCRETE | PLACING CONCRETE | BEAM CONCRETE | Place concrete, bond beam, 3000#, 8" h, 12" w, by crane | LF | 8.86
033100109670 | CONCRETE | PLACING CONCRETE | BEAM CONCRETE | Place concrete, bond beam, 3000#, 16" h, 8" w, by crane | LF | 10.47
033100109680 | CONCRETE | PLACING CONCRETE | BEAM CONCRETE | Place concrete, bond beam, 3000#, 16" h, 10" w, by cran | LF | 12.31
033100109690 | CONCRETE | PLACING CONCRETE | BEAM CONCRETE | Place concrete, bond beam, 3000#, 16" h, 12" w, by cran | LF | 14.58
033100201000 | CONCRETE | PLACING CONCRETE | COLUMN CONCRETE | Place concrete, columns, 2500#, by crane | CY | 310
033100201010 | CONCRETE | PLACING CONCRETE | COLUMN CONCRETE | Place concrete, columns, 2500#, by pump | CY | 300
033100202000 | CONCRETE | PLACING CONCRETE | COLUMN CONCRETE | Place concrete, columns, 2500#-3500#, by crane | CY | 321
033100202020 | CONCRETE | PLACING CONCRETE | COLUMN CONCRETE | Place concrete, columns, 2500#-3500#, by pump | CY | 311
033100204010 | CONCRETE | PLACING CONCRETE | COLUMN CONCRETE | Place concrete, columns, 5000#, by crane | CY | 334
033100204020 | CONCRETE | PLACING CONCRETE | COLUMN CONCRETE | Place concrete, columns, 5000#, by pump | CY | 324
033100301000 | CONCRETE | PLACING CONCRETE | ELEVATED SLAB CONCRETE | Place elev slab conc, 2500# or 3000#, by crane | CY | 257
033100301010 | CONCRETE | PLACING CONCRETE | ELEVATED SLAB CONCRETE | Place elev slab conc, 2500# or 3000#, by pump | CY | 242
033100301020 | CONCRETE | PLACING CONCRETE | ELEVATED SLAB CONCRETE | Place elev slab conc, 2500# or 3000#, by hand buggy | CY | 257
033100302000 | CONCRETE | PLACING CONCRETE | ELEVATED SLAB CONCRETE | Place elev slab conc, 3500# or 4000#, by crane | CY | 268
033100302020 | CONCRETE | PLACING CONCRETE | ELEVATED SLAB CONCRETE | Place elev slab conc, 3500# or 4000#, by pump | CY | 253
033100302040 | CONCRETE | PLACING CONCRETE | ELEVATED SLAB CONCRETE | Place elev slab conc, 3500# or 4000#, by hand buggy | CY | 268
033100304010 | CONCRETE | PLACING CONCRETE | ELEVATED SLAB CONCRETE | Place elev slab conc, 5000#, by crane | CY | 281
033100304020 | CONCRETE | PLACING CONCRETE | ELEVATED SLAB CONCRETE | Place elev slab conc, 5000#, by pump | CY | 266
033100304040 | CONCRETE | PLACING CONCRETE | ELEVATED SLAB CONCRETE | Place elev slab conc, 5000#, by hand buggy | CY | 281
033100309010 | CONCRETE | PLACING CONCRETE | ELEVATED SLAB CONCRETE | Topping, 2500# or 3000# concrete, by crane | CY | 257
033100309020 | CONCRETE | PLACING CONCRETE | ELEVATED SLAB CONCRETE | Topping, 2500# or 3000# concrete, by pump | CY | 242
033100309040 | CONCRETE | PLACING CONCRETE | ELEVATED SLAB CONCRETE | Topping, 2500# or 3000# concrete, by hand buggy | CY | 257
033100309100 | CONCRETE | PLACING CONCRETE | ELEVATED SLAB CONCRETE | Topping, 3500# or 4000# concrete, by crane | CY | 268
033100309120 | CONCRETE | PLACING CONCRETE | ELEVATED SLAB CONCRETE | Topping, 3500# or 4000# concrete, by pump | CY | 253
033100309140 | CONCRETE | PLACING CONCRETE | ELEVATED SLAB CONCRETE | Topping, 3500# or 4000# concrete, by hand buggy | CY | 268
033100309200 | CONCRETE | PLACING CONCRETE | ELEVATED SLAB CONCRETE | Topping, 5000# concrete, by crane | CY | 281
033100309210 | CONCRETE | PLACING CONCRETE | ELEVATED SLAB CONCRETE | Topping, 5000# concrete, by pump | CY | 266
033100309220 | CONCRETE | PLACING CONCRETE | ELEVATED SLAB CONCRETE | Topping, 5000# concrete, by hand buggy | CY | 281
033100401000 | CONCRETE | PLACING CONCRETE | EQUIPMENT PAD CONCRETE | Place concrete, pads, 2500#, by chute | CY | 214
033100401020 | CONCRETE | PLACING CONCRETE | EQUIPMENT PAD CONCRETE | Place concrete, pads, 2500#, by pump | CY | 285
033100401040 | CONCRETE | PLACING CONCRETE | EQUIPMENT PAD CONCRETE | Place concrete, pads, 2500#, by crane | CY | 300
033100401060 | CONCRETE | PLACING CONCRETE | EQUIPMENT PAD CONCRETE | Place equip pad conc, 3500# or 4000#, by chute | CY | 225
033100401080 | CONCRETE | PLACING CONCRETE | EQUIPMENT PAD CONCRETE | Place equip pad conc, 3500# or 4000#, by pump | CY | 296
033100401100 | CONCRETE | PLACING CONCRETE | EQUIPMENT PAD CONCRETE | Place equip pad conc, 3500# or 4000#, by crane | CY | 311
033100401120 | CONCRETE | PLACING CONCRETE | EQUIPMENT PAD CONCRETE | Place equip pad conc, 5000#, by chute | CY | 238
033100401140 | CONCRETE | PLACING CONCRETE | EQUIPMENT PAD CONCRETE | Place equip pad conc, 5000#, by pump | CY | 309
033100401160 | CONCRETE | PLACING CONCRETE | EQUIPMENT PAD CONCRETE | lace equip pad conc, 5000#, by crane | CY | 324
033100501000 | CONCRETE | PLACING CONCRETE | FOOTING CONCRETE | Place concrete, footing, 2500#, by chute | CY | 214
033100501010 | CONCRETE | PLACING CONCRETE | FOOTING CONCRETE | Place concrete, footing, 2500#, by pump | CY | 273
033100501020 | CONCRETE | PLACING CONCRETE | FOOTING CONCRETE | Place concrete, footing, 2500#, by crane | CY | 285
033100502000 | CONCRETE | PLACING CONCRETE | FOOTING CONCRETE | Place concrete, footing, 3500# or 4000#, by chute | CY | 225
033100502020 | CONCRETE | PLACING CONCRETE | FOOTING CONCRETE | Place concrete, footing, 3500# or 4000#, by pump | CY | 284
033100502040 | CONCRETE | PLACING CONCRETE | FOOTING CONCRETE | Place concrete, footing, 3500# or 4000#, by crane | CY | 296
033100504010 | CONCRETE | PLACING CONCRETE | FOOTING CONCRETE | Place cont footing conc, 5000#, by chute | CY | 238
033100504020 | CONCRETE | PLACING CONCRETE | FOOTING CONCRETE | Place cont footing conc, 5000#, by pump | CY | 297
033100504030 | CONCRETE | PLACING CONCRETE | FOOTING CONCRETE | Place cont footing conc, 5000#, by crane | CY | 309
033100505020 | CONCRETE | PLACING CONCRETE | FOOTING CONCRETE | Place concrete, spread footing, 2500#, under 5 c.y., by chute | CY | 214
033100505040 | CONCRETE | PLACING CONCRETE | FOOTING CONCRETE | Place concrete, spread footing, 2500#, under 5 c.y., by pump. | CY | 279
033100505060 | CONCRETE | PLACING CONCRETE | FOOTING CONCRETE | Place concrete, spread footing, 2500#, under 5 c.y., by crane | CY | 292
033100507000 | CONCRETE | PLACING CONCRETE | FOOTING CONCRETE | Place concrete, spread footing, 2500#, over 5 c.y., by chute | CY | 209
033100507020 | CONCRETE | PLACING CONCRETE | FOOTING CONCRETE | Place concrete, spread footing, 2500#, over 5 c.y., by pump | CY | 269
033100507040 | CONCRETE | PLACING CONCRETE | FOOTING CONCRETE | Place concrete, spread footing, 2500#, over 5 c.y., by crane | CY | 279
033100507080 | CONCRETE | PLACING CONCRETE | FOOTING CONCRETE | Place conc, sprd ftng, 3500#-4000#, under 5 cy, chute | CY | 235
033100507100 | CONCRETE | PLACING CONCRETE | FOOTING CONCRETE | Place conc, sprd ftng, 3500#-4000#, under 5 cy, pump | CY | 300
033100507120 | CONCRETE | PLACING CONCRETE | FOOTING CONCRETE | Place conc, sprd ftng, 3500#-4000#, under 5 cy, crane | CY | 313
033100507140 | CONCRETE | PLACING CONCRETE | FOOTING CONCRETE | Place conc, sprd ftng, 3500#-4000#, over 5 cy, chute | CY | 220
033100507160 | CONCRETE | PLACING CONCRETE | FOOTING CONCRETE | Place conc, sprd ftng, 3500#-4000#, over 5 cy, pump | CY | 279
033100507180 | CONCRETE | PLACING CONCRETE | FOOTING CONCRETE | Place conc, sprd ftng, 3500#-4000#, over 5 cy, crane | CY | 290
033100507210 | CONCRETE | PLACING CONCRETE | FOOTING CONCRETE | Place spread footing conc, 5000#, under 5 cy, chute | CY | 249
033100507220 | CONCRETE | PLACING CONCRETE | FOOTING CONCRETE | Place spread footing conc, 5000#, under 5 cy, pump | CY | 313
033100507230 | CONCRETE | PLACING CONCRETE | FOOTING CONCRETE | Place spread footing conc, 5000#, under 5 cy, crane | CY | 327
033100507240 | CONCRETE | PLACING CONCRETE | FOOTING CONCRETE | Place spread footing conc, 5000#, over 5 cy, chute | CY | 233
033100507250 | CONCRETE | PLACING CONCRETE | FOOTING CONCRETE | Place spread footing conc, 5000#, over 5 cy, pump | CY | 292
033100507260 | CONCRETE | PLACING CONCRETE | FOOTING CONCRETE | Place spread footing conc, 5000#, over 5 cy, crane | CY | 303
033100601000 | CONCRETE | PLACING CONCRETE | GRADE BEAM CONCRETE | Place concrete, grade beam, 2500#, by chute | CY | 214
033100601020 | CONCRETE | PLACING CONCRETE | GRADE BEAM CONCRETE | Place concrete, grade beam, 2500#, by crane | CY | 285
033100601040 | CONCRETE | PLACING CONCRETE | GRADE BEAM CONCRETE | Place concrete, grade beam, 2500#, by pump | CY | 273
033100601060 | CONCRETE | PLACING CONCRETE | GRADE BEAM CONCRETE | Place concrete, grade beam, 2500#, by buggy | CY | 257
033100601080 | CONCRETE | PLACING CONCRETE | GRADE BEAM CONCRETE | Place conc, grade beam, 3000# or 4000#, by chute | CY | 225
033100601100 | CONCRETE | PLACING CONCRETE | GRADE BEAM CONCRETE | Place conc, grade beam, 3000# or 4000#, by crane | CY | 296
033100601120 | CONCRETE | PLACING CONCRETE | GRADE BEAM CONCRETE | Place conc, grade beam, 3000# or 4000#, by pump | CY | 284
033100601140 | CONCRETE | PLACING CONCRETE | GRADE BEAM CONCRETE | Place conc, grade beam, 3000# or 4000#, by hand buggy | CY | 268
033100601160 | CONCRETE | PLACING CONCRETE | GRADE BEAM CONCRETE | Place concrete, grade beam, 5000#, by chute | CY | 238
033100601180 | CONCRETE | PLACING CONCRETE | GRADE BEAM CONCRETE | Place concrete, grade beam, 5000#, by crane | CY | 309
033100601190 | CONCRETE | PLACING CONCRETE | GRADE BEAM CONCRETE | Place concrete, grade beam, 5000#, by pump | CY | 297
033100601200 | CONCRETE | PLACING CONCRETE | GRADE BEAM CONCRETE | Place concrete, grade beam, 5000#, by hand buggy | CY | 281
033100701000 | CONCRETE | PLACING CONCRETE | PILE CAP CONCRETE | Pile cap concrete, 2500# or 3000, by chute | CY | 214
033100701005 | CONCRETE | PLACING CONCRETE | PILE CAP CONCRETE | Pile cap concrete, 2500# or 3000, by crane | CY | 300
033100701010 | CONCRETE | PLACING CONCRETE | PILE CAP CONCRETE | Pile cap concrete, 2500# or 3000, by pump | CY | 285
033100701020 | CONCRETE | PLACING CONCRETE | PILE CAP CONCRETE | Pile cap concrete, 2500# or 3000, by hand buggy | CY | 257
033100702000 | CONCRETE | PLACING CONCRETE | PILE CAP CONCRETE | Pile cap concrete, 3500# or 4000#, by chute | CY | 225
033100702010 | CONCRETE | PLACING CONCRETE | PILE CAP CONCRETE | Pile cap concrete, 3500# or 4000#, by crane | CY | 311
033100702020 | CONCRETE | PLACING CONCRETE | PILE CAP CONCRETE | Pile cap concrete, 3500# or 4000#, by pump | CY | 296
033100702040 | CONCRETE | PLACING CONCRETE | PILE CAP CONCRETE | Pile cap concrete, 3500# or 4000#, by hand buggy | CY | 268
033100704010 | CONCRETE | PLACING CONCRETE | PILE CAP CONCRETE | Pile cap concrete, 5000#, by chute | CY | 238
033100704015 | CONCRETE | PLACING CONCRETE | PILE CAP CONCRETE | Pile cap concrete, 5000#, by crane | CY | 324
033100704020 | CONCRETE | PLACING CONCRETE | PILE CAP CONCRETE | Pile cap concrete, 5000#, by pump | CY | 309
033100704030 | CONCRETE | PLACING CONCRETE | PILE CAP CONCRETE | Pile cap concrete, 5000#, by hand buggy | CY | 281
033100801000 | CONCRETE | PLACING CONCRETE | SLAB / MAT CONCRETE | Place concrete, slab/mat, 2500#, by chute | CY | 209
033100801010 | CONCRETE | PLACING CONCRETE | SLAB / MAT CONCRETE | Place concrete, slab/mat, 2500#, by crane | CY | 246
033100801020 | CONCRETE | PLACING CONCRETE | SLAB / MAT CONCRETE | Place concrete, slab/mat, 2500#, by pump | CY | 239
033100801030 | CONCRETE | PLACING CONCRETE | SLAB / MAT CONCRETE | Place concrete, slab/mat, 2500#, by buggy | CY | 236
033100802000 | CONCRETE | PLACING CONCRETE | SLAB / MAT CONCRETE | Place conc, slab/mat, 3500# or 4000#, by chute | CY | 220
033100802020 | CONCRETE | PLACING CONCRETE | SLAB / MAT CONCRETE | Place conc, slab/mat, 3500# or 4000#, by crane | CY | 257
033100802040 | CONCRETE | PLACING CONCRETE | SLAB / MAT CONCRETE | Place conc, slab/mat, 3500# or 4000#, by pump | CY | 250
033100802060 | CONCRETE | PLACING CONCRETE | SLAB / MAT CONCRETE | Place conc, slab/mat, 3500# or 4000#, by hand buggy | CY | 246
033100804010 | CONCRETE | PLACING CONCRETE | SLAB / MAT CONCRETE | Place slab on grade conc, 5000#, by chute | CY | 233
033100804020 | CONCRETE | PLACING CONCRETE | SLAB / MAT CONCRETE | Place slab on grade conc, 5000#, by crane | CY | 270
033100804030 | CONCRETE | PLACING CONCRETE | SLAB / MAT CONCRETE | Place slab on grade conc, 5000#, by pump | CY | 263
033100804040 | CONCRETE | PLACING CONCRETE | SLAB / MAT CONCRETE | Place slab on grade conc, 5000#, by hand buggy | CY | 259
033100805020 | CONCRETE | PLACING CONCRETE | SLAB / MAT CONCRETE | Foundation mat, 2500#-3000# conc, over 20 cy, chute | CY | 206
033100805040 | CONCRETE | PLACING CONCRETE | SLAB / MAT CONCRETE | Foundation mat, 2500#-3000# conc, over 20 cy, crane | CY | 239
033100805060 | CONCRETE | PLACING CONCRETE | SLAB / MAT CONCRETE | Foundation mat, 2500#-3000# conc, over 20 cy, pump | CY | 233
033100805080 | CONCRETE | PLACING CONCRETE | SLAB / MAT CONCRETE | Foundation mat, 2500#-3000# conc, over 20 cy, hand | CY | 225
033100901000 | CONCRETE | PLACING CONCRETE | WALL CONCRETE | Place concrete, walls, 2500#, to 4', by chute | CY | 211
033100901005 | CONCRETE | PLACING CONCRETE | WALL CONCRETE | Place concrete, walls, 2500#, to 4', by crane | CY | 300
033100901010 | CONCRETE | PLACING CONCRETE | WALL CONCRETE | Place concrete, walls, 2500#, to 4', by pump | CY | 292
033100901030 | CONCRETE | PLACING CONCRETE | WALL CONCRETE | Place wall conc, 2500# or 3000#, to 8', by crane | CY | 310
033100901040 | CONCRETE | PLACING CONCRETE | WALL CONCRETE | Place wall conc, 2500# or 3000#, to 8', by pump | CY | 300
033100901050 | CONCRETE | PLACING CONCRETE | WALL CONCRETE | Place wall conc, 2500# or 3000#, to 16', by crane | CY | 322
033100901060 | CONCRETE | PLACING CONCRETE | WALL CONCRETE | Place wall conc, 2500# or 3000#, to 16', by pump | CY | 310
033100901070 | CONCRETE | PLACING CONCRETE | WALL CONCRETE | Place wall conc, 2500# or 3000#, over 16', by crane | CY | 336
033100901080 | CONCRETE | PLACING CONCRETE | WALL CONCRETE | Place wall conc, 2500# or 3000#, over 16', by pump | CY | 322
033100903000 | CONCRETE | PLACING CONCRETE | WALL CONCRETE | Place wall conc, 3500# or 4000#, to 4', by chute | CY | 222
033100903020 | CONCRETE | PLACING CONCRETE | WALL CONCRETE | Place wall conc, 3500# or 4000#, to 4', by crane | CY | 311
033100903030 | CONCRETE | PLACING CONCRETE | WALL CONCRETE | Place wall conc, 3500# or 4000#, to 4', by pump | CY | 303
033100903080 | CONCRETE | PLACING CONCRETE | WALL CONCRETE | Place wall conc, 3500# or 4000#, to 8', by crane | CY | 321
033100903100 | CONCRETE | PLACING CONCRETE | WALL CONCRETE | Place wall conc, 3500# or 4000#, to 8', by pump | CY | 311
033100903110 | CONCRETE | PLACING CONCRETE | WALL CONCRETE | Place wall conc, 3500# or 4000#, to 16', by crane | CY | 332
033100903130 | CONCRETE | PLACING CONCRETE | WALL CONCRETE | Place wall conc, 3500# or 4000#, to 16', by pump | CY | 321
033100903140 | CONCRETE | PLACING CONCRETE | WALL CONCRETE | Place wall conc, 3500# or 4000#, over 16', by crane | CY | 347
033100903150 | CONCRETE | PLACING CONCRETE | WALL CONCRETE | Place wall conc, 3500# or 4000#, over 16', by pump | CY | 332
033100904010 | CONCRETE | PLACING CONCRETE | WALL CONCRETE | Place wall concrete, 5000#, to 4', by chute | CY | 235
033100904015 | CONCRETE | PLACING CONCRETE | WALL CONCRETE | Place wall concrete, 5000#, to 4', by crane | CY | 324
033100904020 | CONCRETE | PLACING CONCRETE | WALL CONCRETE | Place wall concrete, 5000#, to 4', by pump | CY | 316
033100904050 | CONCRETE | PLACING CONCRETE | WALL CONCRETE | Place wall concrete, 5000#, to 8', by crane | CY | 334
033100904070 | CONCRETE | PLACING CONCRETE | WALL CONCRETE | Place wall concrete, 5000#, to 8', by pump | CY | 324
033100904110 | CONCRETE | PLACING CONCRETE | WALL CONCRETE | Place wall concrete, 5000#, to 16', by crane | CY | 345
033100904150 | CONCRETE | PLACING CONCRETE | WALL CONCRETE | Place wall concrete, 5000#, to 16', by pump | CY | 334
033100908500 | CONCRETE | PLACING CONCRETE | WALL CONCRETE | Concrete, filled wall, 2500#, by pump, 4" wide | SF | 7
033100908510 | CONCRETE | PLACING CONCRETE | WALL CONCRETE | Concrete, filled wall, 2500#, by pump, 6" wide | SF | 8.94
033100908520 | CONCRETE | PLACING CONCRETE | WALL CONCRETE | Concrete, filled wall, 2500#, by pump, 8" wide | SF | 11.24
033100908530 | CONCRETE | PLACING CONCRETE | WALL CONCRETE | Place filled block (CMU) conc, 3000#, 10" wide | SF | 11.12
033100908540 | CONCRETE | PLACING CONCRETE | WALL CONCRETE | Place filled block (CMU) conc, 3000#, 12" wide | SF | 13.77
033100908560 | CONCRETE | PLACING CONCRETE | WALL CONCRETE | Place conc pilasters, 3000# concrete | CF | 139
033100908700 | CONCRETE | PLACING CONCRETE | WALL CONCRETE | Place conc, wall cavity, 2" thick, 3000# concrete | SF | 6.15
033101101000 | CONCRETE | PLACING CONCRETE | STAIR CONCRETE | Place concrete, stairs, 2500#, by chute | CY | 214
033101101020 | CONCRETE | PLACING CONCRETE | STAIR CONCRETE | Place concrete, stairs, 2500#, by crane | CY | 300
033101101030 | CONCRETE | PLACING CONCRETE | STAIR CONCRETE | Place concrete, stairs, 2500#, by pump | CY | 285
033101101040 | CONCRETE | PLACING CONCRETE | STAIR CONCRETE | Place concrete, stairs, 2500#, by buggy | CY | 257
033101102120 | CONCRETE | PLACING CONCRETE | STAIR CONCRETE | Place concrete, stairs, 3500# or 4000#, by chute | CY | 225
033101102140 | CONCRETE | PLACING CONCRETE | STAIR CONCRETE | Place concrete, stairs, 3500# or 4000#, by crane | CY | 311
033101102160 | CONCRETE | PLACING CONCRETE | STAIR CONCRETE | Place concrete, stairs, 3500# or 4000#, by pump | CY | 296
033101102180 | CONCRETE | PLACING CONCRETE | STAIR CONCRETE | Place concrete, stairs, 3500# or 4000#, by hand buggy | CY | 268
033101104010 | CONCRETE | PLACING CONCRETE | STAIR CONCRETE | Place concrete, stairs, 5000#, by chute | CY | 238
033101104020 | CONCRETE | PLACING CONCRETE | STAIR CONCRETE | Place concrete, stairs, 5000#, by crane | CY | 324
033101104030 | CONCRETE | PLACING CONCRETE | STAIR CONCRETE | Place concrete, stairs, 5000#, by pump | CY | 309
033101104040 | CONCRETE | PLACING CONCRETE | STAIR CONCRETE | Place concrete, stairs, 5000#, by hand buggy | CY | 281
033500101000 | CONCRETE | CONCRETE FINISHING | CONCRETE FINISHES | Concrete finish, broom | SF | 0.92
033500101020 | CONCRETE | CONCRETE FINISHING | CONCRETE FINISHES | Concrete finish, broom, screed | SF | 0.8
033500101040 | CONCRETE | CONCRETE FINISHING | CONCRETE FINISHES | Concrete finish, broom, darby | SF | 0.8
033500101060 | CONCRETE | CONCRETE FINISHING | CONCRETE FINISHES | Concrete finish, float | SF | 1.07
033500102020 | CONCRETE | CONCRETE FINISHING | CONCRETE FINISHES | Granolithic topping, 1/2" thick | SF | 3.53
033500102040 | CONCRETE | CONCRETE FINISHING | CONCRETE FINISHES | Granolithic topping, 1" thick | SF | 4.31
033500102060 | CONCRETE | CONCRETE FINISHING | CONCRETE FINISHES | Granolithic topping, 2" thick | SF | 5.71
033500104020 | CONCRETE | CONCRETE FINISHING | CONCRETE FINISHES | Wall finishes, burlap rub, w/cement paste | SF | 1.23
033500104040 | CONCRETE | CONCRETE FINISHING | CONCRETE FINISHES | Float finish, 1/16" thick | SF | 1.76
033500104060 | CONCRETE | CONCRETE FINISHING | CONCRETE FINISHES | Etch with acid | SF | 1.6
033500104080 | CONCRETE | CONCRETE FINISHING | CONCRETE FINISHES | Sandblast, minimum | SF | 1.97
033500104100 | CONCRETE | CONCRETE FINISHING | CONCRETE FINISHES | Sandblast, maximum | SF | 2.65
033500104120 | CONCRETE | CONCRETE FINISHING | CONCRETE FINISHES | Bush hammer, green concrete | SF | 3.2
033500104140 | CONCRETE | CONCRETE FINISHING | CONCRETE FINISHES | Bush hammer, cured concrete | SF | 4.93
033500104160 | CONCRETE | CONCRETE FINISHING | CONCRETE FINISHES | Break ties and patch holes | SF | 1.28
033500104180 | CONCRETE | CONCRETE FINISHING | CONCRETE FINISHES | Carborundum, dry rub | SF | 2.14
033500104200 | CONCRETE | CONCRETE FINISHING | CONCRETE FINISHES | Carborundum, wet rub | SF | 3.2
033500105020 | CONCRETE | CONCRETE FINISHING | CONCRETE FINISHES | Floor hardeners, metallic, light service | SF | 1.47
033500105040 | CONCRETE | CONCRETE FINISHING | CONCRETE FINISHES | Floor hardeners, metallic, heavy service | SF | 3.08
033500105060 | CONCRETE | CONCRETE FINISHING | CONCRETE FINISHES | Floor hardeners, non-metallic, light service | SF | 1.14
033500105080 | CONCRETE | CONCRETE FINISHING | CONCRETE FINISHES | Floor hardeners, non-metallic, heavy service | SF | 2.47
033500105220 | CONCRETE | CONCRETE FINISHING | CONCRETE FINISHES | Rusticated concrete finish, beveled edge | LF | 4.21
033500105240 | CONCRETE | CONCRETE FINISHING | CONCRETE FINISHES | Rusticated concrete finish, square edge | LF | 5.51
033500105420 | CONCRETE | CONCRETE FINISHING | CONCRETE FINISHES | Solid board concrete finish, uniform finish | SF | 7
033500105440 | CONCRETE | CONCRETE FINISHING | CONCRETE FINISHES | Solid board concrete finish, non-uniform finish | SF | 7.95
033719001035 | CONCRETE | SPECIALTY PLACED CONCRETE | PNEUMATIC CONCRETE | Pneumatic applied concrete (gunite), 2" thick | SF | 10.95
033719001040 | CONCRETE | SPECIALTY PLACED CONCRETE | PNEUMATIC CONCRETE | Pneumatic applied concrete (gunite), 3" thick | SF | 13.89
033719001060 | CONCRETE | SPECIALTY PLACED CONCRETE | PNEUMATIC CONCRETE | Pneumatic applied concrete (gunite), 4" thick | SF | 16.83
033719002000 | CONCRETE | SPECIALTY PLACED CONCRETE | PNEUMATIC CONCRETE | Finish surface, minimum | SF | 4.09
033719002020 | CONCRETE | SPECIALTY PLACED CONCRETE | PNEUMATIC CONCRETE | Finish surface, maximum | SF | 8.18
033721001010 | CONCRETE | SPECIALTY PLACED CONCRETE | CONCRETE DELIVERY SPECIALS | Concrete, price per yard, less than 3 cy, min. | CY | 242
033721001020 | CONCRETE | SPECIALTY PLACED CONCRETE | CONCRETE DELIVERY SPECIALS | Concrete, price per yard, less than 3 cy, avg. | CY | 253
033721001030 | CONCRETE | SPECIALTY PLACED CONCRETE | CONCRETE DELIVERY SPECIALS | Concrete, price per yard, less than 3 cy, max. | CY | 275
033721002010 | CONCRETE | SPECIALTY PLACED CONCRETE | CONCRETE DELIVERY SPECIALS | Concrete, price per yard, 3 to 7 cy, min. | CY | 192
033721002020 | CONCRETE | SPECIALTY PLACED CONCRETE | CONCRETE DELIVERY SPECIALS | Concrete, price per yard, 3 to 7 cy, avg. | CY | 198
033721002030 | CONCRETE | SPECIALTY PLACED CONCRETE | CONCRETE DELIVERY SPECIALS | Concrete, price per yard, 3 to 7 cy, max. | CY | 209
033900101010 | CONCRETE | CONCRETE CURING | CURING CONCRETE | Sprayed membrane, slabs | SF | 0.29
033900101020 | CONCRETE | CONCRETE CURING | CURING CONCRETE | Sprayed membrane, walls | SF | 0.38
033900101030 | CONCRETE | CONCRETE CURING | CURING CONCRETE | Curing paper, slabs | SF | 0.34
033900102000 | CONCRETE | CONCRETE CURING | CURING CONCRETE | Curing paper, walls | SF | 0.36
033900102020 | CONCRETE | CONCRETE CURING | CURING CONCRETE | Burlap, 7.5 oz | SF | 0.4
033900102500 | CONCRETE | CONCRETE CURING | CURING CONCRETE | Burlap, 12 oz | SF | 0.48
034100100100 | CONCRETE | PRECAST CONCRETE | PRECAST BEAMS | Prestressed, dbl tee, 24" d, 8' w, 35' span, 115 psf | SF | 18.74
034100100120 | CONCRETE | PRECAST CONCRETE | PRECAST BEAMS | Prestressed, dbl tee, 24" d, 8' w, 35' span, 140 psf | SF | 19.68
034100100140 | CONCRETE | PRECAST CONCRETE | PRECAST BEAMS | Prestressed, dbl tee, 24" d, 8' w, 40' span, 80 psf | SF | 18.11
034100100180 | CONCRETE | PRECAST CONCRETE | PRECAST BEAMS | Prestressed, dbl tee, 24" d, 8' w, 40' span, 143 psf | SF | 18.77
034100100190 | CONCRETE | PRECAST CONCRETE | PRECAST BEAMS | Prestressed, dbl tee, 24" d, 8' w, 45' span, 50 psf | SF | 16.79
034100100200 | CONCRETE | PRECAST CONCRETE | PRECAST BEAMS | Prestressed, dbl tee, 24" d, 8' w, 45' span, 70 psf | SF | 17.83
034100100220 | CONCRETE | PRECAST CONCRETE | PRECAST BEAMS | Prestressed, dbl tee, 24" d, 8' w, 45' span, 100 psf | SF | 18.12
034100100230 | CONCRETE | PRECAST CONCRETE | PRECAST BEAMS | Prestressed, dbl tee, 24" d, 8' w, 45' span, 130 psf | SF | 20.23
034100100240 | CONCRETE | PRECAST CONCRETE | PRECAST BEAMS | Prestressed, dbl tee, 24" d, 8' w, 50' span, 75 psf | SF | 16.64
034100100250 | CONCRETE | PRECAST CONCRETE | PRECAST BEAMS | Prestressed, dbl tee, 24" d, 8' w, 50' span, 100 psf | SF | 17.95
034100103040 | CONCRETE | PRECAST CONCRETE | PRECAST BEAMS | Precast beams, girder, joists, 1000 lb/lf LL, 10' span | LF | 208
034100103060 | CONCRETE | PRECAST CONCRETE | PRECAST BEAMS | Precast beams, girder, joists, 1000 lb/lf LL, 20' span | LF | 204
034100103080 | CONCRETE | PRECAST CONCRETE | PRECAST BEAMS | Precast beams, girder, joists, 1000 lb/lf LL, 30' span | LF | 247
034100103220 | CONCRETE | PRECAST CONCRETE | PRECAST BEAMS | Precast beams, girder, joists, 3000 lb/lf LL, 10' span | LF | 217
034100103240 | CONCRETE | PRECAST CONCRETE | PRECAST BEAMS | Precast beams, girder, joists, 3000 lb/lf LL, 20' span | LF | 226
034100103260 | CONCRETE | PRECAST CONCRETE | PRECAST BEAMS | Precast beams, girder, joists, 3000 lb/lf LL, 30' span | LF | 289
034100103320 | CONCRETE | PRECAST CONCRETE | PRECAST BEAMS | Precast beams, girder, joists, 5000 lb/lf LL, 10' span | LF | 221
034100103340 | CONCRETE | PRECAST CONCRETE | PRECAST BEAMS | Precast beams, girder, joists, 5000 lb/lf LL, 20' span | LF | 263
034100103360 | CONCRETE | PRECAST CONCRETE | PRECAST BEAMS | Precast beams, girder, joists, 5000 lb/lf LL, 30' span | LF | 322
034100200100 | CONCRETE | PRECAST CONCRETE | PRECAST COLUMNS | Prestressed concrete columns, 10"x 10", 10' long | EA | 577
034100200120 | CONCRETE | PRECAST CONCRETE | PRECAST COLUMNS | Prestressed concrete columns, 10"x 10", 15' long | EA | 770
034100200140 | CONCRETE | PRECAST CONCRETE | PRECAST COLUMNS | Prestressed concrete columns, 10"x 10", 20' long | EA | 969
034100200160 | CONCRETE | PRECAST CONCRETE | PRECAST COLUMNS | Prestressed concrete columns, 10"x 10", 25' long | EA | 1200
034100200180 | CONCRETE | PRECAST CONCRETE | PRECAST COLUMNS | Prestressed concrete columns, 10"x 10", 30' long | EA | 1397
034100200240 | CONCRETE | PRECAST CONCRETE | PRECAST COLUMNS | Prestressed concrete columns, 12"x 12", 20' long | EA | 1275
034100200300 | CONCRETE | PRECAST CONCRETE | PRECAST COLUMNS | Prestressed concrete columns, 12"x 12", 25' long | EA | 1513
034100200320 | CONCRETE | PRECAST CONCRETE | PRECAST COLUMNS | Prestressed concrete columns, 12"x 12", 30' long | EA | 1867
034100201000 | CONCRETE | PRECAST CONCRETE | PRECAST COLUMNS | Prestressed concrete columns, 16"x 16", 20' long | EA | 1829
034100201002 | CONCRETE | PRECAST CONCRETE | PRECAST COLUMNS | Prestressed concrete columns, 16"x 16", 25' long | EA | 2588
034100201003 | CONCRETE | PRECAST CONCRETE | PRECAST COLUMNS | Prestressed concrete columns, 16"x 16", 30' long | EA | 3031
034100201020 | CONCRETE | PRECAST CONCRETE | PRECAST COLUMNS | Prestressed concrete columns, 20"x 20", 20' long | EA | 3086
034100201022 | CONCRETE | PRECAST CONCRETE | PRECAST COLUMNS | Prestressed concrete columns, 20"x 20", 25' long | EA | 4128
034100201023 | CONCRETE | PRECAST CONCRETE | PRECAST COLUMNS | Prestressed concrete columns, 20"x 20", 30' long | EA | 4707
034100201040 | CONCRETE | PRECAST CONCRETE | PRECAST COLUMNS | Prestressed concrete columns, 24"x 24", 20' long | EA | 4589
034100201042 | CONCRETE | PRECAST CONCRETE | PRECAST COLUMNS | Prestressed concrete columns, 24"x 24", 25' long | EA | 5532
034100201043 | CONCRETE | PRECAST CONCRETE | PRECAST COLUMNS | Prestressed concrete columns, 24"x 24", 30' long | EA | 6775
034100201080 | CONCRETE | PRECAST CONCRETE | PRECAST COLUMNS | Prestressed concrete columns, 28"x 28", 20' long | EA | 6160
034100201082 | CONCRETE | PRECAST CONCRETE | PRECAST COLUMNS | Prestressed concrete columns, 28"x 28", 25' long | EA | 7409
034100201083 | CONCRETE | PRECAST CONCRETE | PRECAST COLUMNS | Prestressed concrete columns, 28"x 28", 30' long | EA | 9122
034100201100 | CONCRETE | PRECAST CONCRETE | PRECAST COLUMNS | Prestressed concrete columns, 32"x 32", 20' long | EA | 7715
034100201102 | CONCRETE | PRECAST CONCRETE | PRECAST COLUMNS | Prestressed concrete columns, 32"x 32", 25' long | EA | 9890
034100201103 | CONCRETE | PRECAST CONCRETE | PRECAST COLUMNS | Prestressed concrete columns, 32"x 32", 30' long | EA | 11299
034100201120 | CONCRETE | PRECAST CONCRETE | PRECAST COLUMNS | Prestressed concrete columns, 36"x 36", 20' long | EA | 9583
034100201122 | CONCRETE | PRECAST CONCRETE | PRECAST COLUMNS | Prestressed concrete columns, 36"x 36", 25' long | EA | 11911
034100201123 | CONCRETE | PRECAST CONCRETE | PRECAST COLUMNS | Prestressed concrete columns, 36"x 36", 30' long | EA | 14250
034100300100 | CONCRETE | PRECAST CONCRETE | PRECAST SLABS | Prestr flat slab, 6" thk, 4' w, 20' span, 80 psf | SF | 30.13
034100300110 | CONCRETE | PRECAST CONCRETE | PRECAST SLABS | Prestr flat slab, 6" thk, 4' w, 20' span, 110 psf | SF | 30
034100300130 | CONCRETE | PRECAST CONCRETE | PRECAST SLABS | Prestr flat slab, 6" thk, 4' w, 25' span, 80 psf | SF | 30.7
034100302000 | CONCRETE | PRECAST CONCRETE | PRECAST SLABS | Prestr cored slab, 6" thk, 4' w, 20' span, 80 psf | SF | 17.99
034100302030 | CONCRETE | PRECAST CONCRETE | PRECAST SLABS | Prestr cored slab, 6" thk, 4'w, 20' span, 100 psf | SF | 18.27
034100302050 | CONCRETE | PRECAST CONCRETE | PRECAST SLABS | Prestr cored slab, 6" thk, 4'w, 20' span, 130 psf | SF | 18.54
034100302090 | CONCRETE | PRECAST CONCRETE | PRECAST SLABS | Prestr cored slab, 8" thk, 4' w, 25' span, 70 psf | SF | 17.68
034100302100 | CONCRETE | PRECAST CONCRETE | PRECAST SLABS | Prestr cored slab, 8" thk, 4'w, 25' span, 125 psf | SF | 18.65
034100302110 | CONCRETE | PRECAST CONCRETE | PRECAST SLABS | Prestr cored slab, 8" thk, 4'w, 25' span, 170 psf | SF | 18.56
034100302120 | CONCRETE | PRECAST CONCRETE | PRECAST SLABS | Prestr cored slab, 8" thk, 4' w, 30' span, 70 psf | SF | 16.82
034100302140 | CONCRETE | PRECAST CONCRETE | PRECAST SLABS | Prestr cored slab, 8" thk, 4' w, 30' span, 90 psf | SF | 17.38
034100302180 | CONCRETE | PRECAST CONCRETE | PRECAST SLABS | Prestr cored slab, 8" thk, 4' w, 35' span, 70 psf | SF | 17.34
034100302200 | CONCRETE | PRECAST CONCRETE | PRECAST SLABS | Prestr cored slab, 10" thk, 4'w, 30' span, 75 psf | SF | 17.57
034100302220 | CONCRETE | PRECAST CONCRETE | PRECAST SLABS | Prestr cored slab, 10" thk, 4'w, 30'span, 10 | SF | 17.86
034100302240 | CONCRETE | PRECAST CONCRETE | PRECAST SLABS | Prestr cored slab, 10" thk, 4'w, 30'span, 130 psf | SF | 18.29
034100302280 | CONCRETE | PRECAST CONCRETE | PRECAST SLABS | Prestr cored slab, 10" thk, 4'w, 35' span, 60 psf | SF | 17.54
034100302290 | CONCRETE | PRECAST CONCRETE | PRECAST SLABS | Prestr cored slab, 10" thk, 4'w, 35' span, 80 psf | SF | 17.98
034100302300 | CONCRETE | PRECAST CONCRETE | PRECAST SLABS | Prestr cored slab, 10" thk, 4'w, 35'span, 120 psf | SF | 18.62
034100302320 | CONCRETE | PRECAST CONCRETE | PRECAST SLABS | Prestr cored slab, 10" thk, 4'w, 40'span, 65 psf | SF | 18.15
034100307020 | CONCRETE | PRECAST CONCRETE | PRECAST SLABS | Prestr slab, roof/floor members, 4'w, 6" thk, 25'span | SF | 16.58
034100307040 | CONCRETE | PRECAST CONCRETE | PRECAST SLABS | Prestr slab, roof/floor members, , 4'w, 8" thk, 30'span | SF | 17.33
034100307060 | CONCRETE | PRECAST CONCRETE | PRECAST SLABS | Prestr slab, roof/floor members, 4'w, 10" thk, 40'span | SF | 20.24
034100307140 | CONCRETE | PRECAST CONCRETE | PRECAST SLABS | Prestr slab, multiple tee, roof and floor, minimum | SF | 18.64
034100307160 | CONCRETE | PRECAST CONCRETE | PRECAST SLABS | Prestr slab, multiple tee, roof and floor, maximum | SF | 25.36
034100307220 | CONCRETE | PRECAST CONCRETE | PRECAST SLABS | Prestr slab, double tee, roof and floor, minimum | SF | 17.78
034100307240 | CONCRETE | PRECAST CONCRETE | PRECAST SLABS | Prestr slab, double tee, roof and floor, maximum | SF | 24.45
034100307300 | CONCRETE | PRECAST CONCRETE | PRECAST SLABS | Prestr slab, 1 tee, short span, roof members, minimum | SF | 19.83
034100307320 | CONCRETE | PRECAST CONCRETE | PRECAST SLABS | Prestr slab, 1 tee, short span, roof members, maximum | SF | 26.92
034100307420 | CONCRETE | PRECAST CONCRETE | PRECAST SLABS | Prestr slab, 1 tee, long span, roof members, minimum | SF | 23.59
034100307440 | CONCRETE | PRECAST CONCRETE | PRECAST SLABS | Prestr slab, 1 tee, long span, roof members, maximum | SF | 30.2
034500100100 | CONCRETE | PRECAST ARCHITECTURAL CONCRETE | PRECAST WALLS | Precast wall, 8'x 20', gray cem, liner fin, 4" wall | SF | 24.89
034500100120 | CONCRETE | PRECAST ARCHITECTURAL CONCRETE | PRECAST WALLS | Precast wall, 8'x 20', gray cem, liner fin, 5" wall | SF | 30.39
034500100140 | CONCRETE | PRECAST ARCHITECTURAL CONCRETE | PRECAST WALLS | Precast wall, 8'x 20', gray cem, liner fin, 6" wall | SF | 35.98
034500100160 | CONCRETE | PRECAST ARCHITECTURAL CONCRETE | PRECAST WALLS | Precast wall, 8'x 20', gray cem, liner fin, 8" wall | SF | 47.03
034500100200 | CONCRETE | PRECAST ARCHITECTURAL CONCRETE | PRECAST WALLS | Precast wall, 8'x 20', gray cem, sandbl fin, 4" wall | SF | 26.94
034500100210 | CONCRETE | PRECAST ARCHITECTURAL CONCRETE | PRECAST WALLS | Precast wall, 8'x 20', gray cem, sandbl fin, 5" wall | SF | 32.29
034500100220 | CONCRETE | PRECAST ARCHITECTURAL CONCRETE | PRECAST WALLS | Precast wall, 8'x 20', gray cem, sandbl fin, 6" wall | SF | 37.94
034500100230 | CONCRETE | PRECAST ARCHITECTURAL CONCRETE | PRECAST WALLS | Precast wall, 8'x 20', gray cem, sandbl fin, 8" wall | SF | 48.93
034500100300 | CONCRETE | PRECAST ARCHITECTURAL CONCRETE | PRECAST WALLS | Precast wall, 8'X 20', white cem, liner fin, 4" wall | SF | 29.32
034500100310 | CONCRETE | PRECAST ARCHITECTURAL CONCRETE | PRECAST WALLS | Precast wall, 8'X 20', white cem, liner fin, 5" wall | SF | 34.82
034500100320 | CONCRETE | PRECAST ARCHITECTURAL CONCRETE | PRECAST WALLS | Precast wall, 8'X 20', white cem, liner fin, 6" wall | SF | 40.41
034500100330 | CONCRETE | PRECAST ARCHITECTURAL CONCRETE | PRECAST WALLS | Precast wall, 8'X 20', white cem, liner fin, 8" wall | SF | 51.46
034500102010 | CONCRETE | PRECAST ARCHITECTURAL CONCRETE | PRECAST WALLS | Precast wall, 8'X 20', white cem, sandbl fin, 4" wall | SF | 31.21
034500102011 | CONCRETE | PRECAST ARCHITECTURAL CONCRETE | PRECAST WALLS | Precast wall, 8'X 20', white cem, sandbl fin, 5" wall | SF | 36.72
034500102012 | CONCRETE | PRECAST ARCHITECTURAL CONCRETE | PRECAST WALLS | Precast wall, 8'X 20', white cem, sandbl fin, 6" wall | SF | 42.31
034500102013 | CONCRETE | PRECAST ARCHITECTURAL CONCRETE | PRECAST WALLS | Precast wall, 8'X 20', white cem, sandbl fin, 8" wall | SF | 53.35
034500102020 | CONCRETE | PRECAST ARCHITECTURAL CONCRETE | PRECAST WALLS | Precast wall, dbl tee, 24" deep, gray cem, liner fin | SF | 19.56
034500102030 | CONCRETE | PRECAST ARCHITECTURAL CONCRETE | PRECAST WALLS | Precast wall, dbl tee, 24" deep, gray cem, sandbl fin | SF | 23.44
034500102040 | CONCRETE | PRECAST ARCHITECTURAL CONCRETE | PRECAST WALLS | Precast wall, dbl tee, 24" deep, white cem, liner fin | SF | 26
034500102050 | CONCRETE | PRECAST ARCHITECTURAL CONCRETE | PRECAST WALLS | Precast wall, dbl tee, 24" deep, white cem, sandbl fin | SF | 32.27
034500103020 | CONCRETE | PRECAST ARCHITECTURAL CONCRETE | PRECAST WALLS | Precast wall, partition panels, 4" wall | SF | 25.4
034500103040 | CONCRETE | PRECAST ARCHITECTURAL CONCRETE | PRECAST WALLS | Precast wall, partition panels, 5" wall | SF | 30.81
034500103060 | CONCRETE | PRECAST ARCHITECTURAL CONCRETE | PRECAST WALLS | Precast wall, partition panels, 6" wall | SF | 36.3
034500103080 | CONCRETE | PRECAST ARCHITECTURAL CONCRETE | PRECAST WALLS | Precast wall, partition panels, 8" wall | SF | 47.26
034500103220 | CONCRETE | PRECAST ARCHITECTURAL CONCRETE | PRECAST WALLS | Precast wall, cladding panels, 4" wall | SF | 25.65
034500103240 | CONCRETE | PRECAST ARCHITECTURAL CONCRETE | PRECAST WALLS | Precast wall, cladding panels, 5" wall | SF | 31.06
034500103260 | CONCRETE | PRECAST ARCHITECTURAL CONCRETE | PRECAST WALLS | Precast wall, cladding panels, 6" wall | SF | 36.55
034500103280 | CONCRETE | PRECAST ARCHITECTURAL CONCRETE | PRECAST WALLS | Precast wall, cladding panels, 8" wall | SF | 47.51
034500103440 | CONCRETE | PRECAST ARCHITECTURAL CONCRETE | PRECAST WALLS | Precast wall, sandwich pane, 2" insulation, 5" wall | SF | 35.63
034500103460 | CONCRETE | PRECAST ARCHITECTURAL CONCRETE | PRECAST WALLS | Precast wall, sandwich pane, 2" insulation, 6" wall | SF | 41.11
034500103480 | CONCRETE | PRECAST ARCHITECTURAL CONCRETE | PRECAST WALLS | Precast wall, sandwich pane, 2" insulation, 8" wall | SF | 52.06
034800101000 | CONCRETE | PRECAST CONCRETE SPECIALTIES | PRECAST SPECIALTIES | Precast concrete, coping, 4' to 8' long, 12" wide | LF | 22.02
034800101010 | CONCRETE | PRECAST CONCRETE SPECIALTIES | PRECAST SPECIALTIES | Precast concrete, coping, 4' to 8' long, 10" wide | LF | 21.82
034800101520 | CONCRETE | PRECAST CONCRETE SPECIALTIES | PRECAST SPECIALTIES | Precast, splash block, 30"x12"x4" | EA | 78.61
034800102000 | CONCRETE | PRECAST CONCRETE SPECIALTIES | PRECAST SPECIALTIES | Precast, stair unit, per riser | EA | 187
034800104020 | CONCRETE | PRECAST CONCRETE SPECIALTIES | PRECAST SPECIALTIES | Precast, sun screen & trellis, 8'l, 12"h, 4" thk blade | EA | 185
034800104040 | CONCRETE | PRECAST CONCRETE SPECIALTIES | PRECAST SPECIALTIES | Precast, sun screen & trellis, 8'l, 12"h, 5" thk blade | EA | 216
034800104060 | CONCRETE | PRECAST CONCRETE SPECIALTIES | PRECAST SPECIALTIES | Precast, sun screen & trellis, 8'l, 12"h, 6" thk blade | EA | 261
034800104080 | CONCRETE | PRECAST CONCRETE SPECIALTIES | PRECAST SPECIALTIES | Precast, sun screen & trellis, 8'l, 12"h, 8" thk blade | EA | 326
034800108040 | CONCRETE | PRECAST CONCRETE SPECIALTIES | PRECAST SPECIALTIES | Precast, bearing pads for members, 2"w, 1/8" thick | LF | 0.74
034800108060 | CONCRETE | PRECAST CONCRETE SPECIALTIES | PRECAST SPECIALTIES | Precast, bearing pads for members, 2"w, 1/4" thick | LF | 0.89
034800108080 | CONCRETE | PRECAST CONCRETE SPECIALTIES | PRECAST SPECIALTIES | Precast, bearing pads for members, 2"w, 1/2" thick | LF | 0.97
034800108100 | CONCRETE | PRECAST CONCRETE SPECIALTIES | PRECAST SPECIALTIES | Precast, bearing pads for members, 2"w, 3/4" thick | LF | 1.68
034800108120 | CONCRETE | PRECAST CONCRETE SPECIALTIES | PRECAST SPECIALTIES | Precast, bearing pads for members, 2"w, 1" thick | LF | 1.76
034800108140 | CONCRETE | PRECAST CONCRETE SPECIALTIES | PRECAST SPECIALTIES | Precast, bearing pads for members, 2"w, 1-1/2" thick | LF | 2.15
035300101020 | CONCRETE | CEMENTITIOUS TOPPINGS | CONCRETE TOPPINGS | Concrete topping, gypsum fill, 2" thick | SF | 3.76
035300101040 | CONCRETE | CEMENTITIOUS TOPPINGS | CONCRETE TOPPINGS | Concrete topping, gypsum fill, 2-1/2" thick | SF | 4.53
035300101060 | CONCRETE | CEMENTITIOUS TOPPINGS | CONCRETE TOPPINGS | Concrete topping, gypsum fill, 3" thick | SF | 5.33
035300101080 | CONCRETE | CEMENTITIOUS TOPPINGS | CONCRETE TOPPINGS | Concrete topping, gypsum fill, 3-1/2" thick | SF | 6.13
035300101100 | CONCRETE | CEMENTITIOUS TOPPINGS | CONCRETE TOPPINGS | Concrete topping, gypsum fill, 4" thick | SF | 6.98
035300102040 | CONCRETE | CEMENTITIOUS TOPPINGS | CONCRETE TOPPINGS | Concrete topping, formboard, mineral fiber, 1" thick | SF | 3.39
035300102060 | CONCRETE | CEMENTITIOUS TOPPINGS | CONCRETE TOPPINGS | Concrete topping, formboard, mineral fiber, 1-1/2" th | SF | 4.62
035300102080 | CONCRETE | CEMENTITIOUS TOPPINGS | CONCRETE TOPPINGS | Concrete topping, cement fiber board, 1" thick | SF | 4.86
035300102100 | CONCRETE | CEMENTITIOUS TOPPINGS | CONCRETE TOPPINGS | Concrete topping, cement fiber board, 1-1/2" thick | SF | 6.54
035300102120 | CONCRETE | CEMENTITIOUS TOPPINGS | CONCRETE TOPPINGS | Concrete topping, glass fiber board, 1" thick | SF | 3.32
035300102140 | CONCRETE | CEMENTITIOUS TOPPINGS | CONCRETE TOPPINGS | Concrete topping, glass fiber board, 1-1/2" thick | SF | 4.55
035300104020 | CONCRETE | CEMENTITIOUS TOPPINGS | CONCRETE TOPPINGS | Conc topping, poured deck, verm/perl, 1-4 mix | CY | 406
035300104040 | CONCRETE | CEMENTITIOUS TOPPINGS | CONCRETE TOPPINGS | Conc topping, poured deck, verm/perl, 1-6 mix | CY | 364
035300104080 | CONCRETE | CEMENTITIOUS TOPPINGS | CONCRETE TOPPINGS | Conc topping, poured deck, verm/perl, 2" thk, 1-4 mix | SF | 3.32
035300104100 | CONCRETE | CEMENTITIOUS TOPPINGS | CONCRETE TOPPINGS | Conc topping, poured deck, verm/perl, 2" thk, 1-6 mix | SF | 2.55
035300104220 | CONCRETE | CEMENTITIOUS TOPPINGS | CONCRETE TOPPINGS | Conc topping, poured deck, verm/perl, 3" thk, 1-4 mix | SF | 4.61
035300104240 | CONCRETE | CEMENTITIOUS TOPPINGS | CONCRETE TOPPINGS | Conc topping, poured deck, verm/perl, 3" thk, 1-6 mix | SF | 3.78
035300106020 | CONCRETE | CEMENTITIOUS TOPPINGS | CONCRETE TOPPINGS | Concrete topping, plank, lightweight, 2" thick | SF | 20.39
035300106040 | CONCRETE | CEMENTITIOUS TOPPINGS | CONCRETE TOPPINGS | Concrete topping, plank, lightweight, 2-1/2" thick | SF | 20.79
035300106080 | CONCRETE | CEMENTITIOUS TOPPINGS | CONCRETE TOPPINGS | Concrete topping, plank, lightweight, 3-1/2" thick | SF | 22.01
035300106100 | CONCRETE | CEMENTITIOUS TOPPINGS | CONCRETE TOPPINGS | Concrete topping, plank, lightweight, 4" thick | SF | 22.6
035300106520 | CONCRETE | CEMENTITIOUS TOPPINGS | CONCRETE TOPPINGS | Conc topping, channel slab, ltwt, strt, 2-3/4" thick | SF | 17.47
035300106540 | CONCRETE | CEMENTITIOUS TOPPINGS | CONCRETE TOPPINGS | Conc topping, channel slab, ltwt, strt, 3-1/2" thick | SF | 17.83
035300106560 | CONCRETE | CEMENTITIOUS TOPPINGS | CONCRETE TOPPINGS | Conc topping, channel slab, ltwt, strt, 3-3/4" thick | SF | 18.82
035300106580 | CONCRETE | CEMENTITIOUS TOPPINGS | CONCRETE TOPPINGS | Conc topping, channel slab, ltwt, strt, 4-3/4" thick | SF | 23.02
035300107020 | CONCRETE | CEMENTITIOUS TOPPINGS | CONCRETE TOPPINGS | Concrete topping, gypsum plank, 2" thick | SF | 10.93
035300107040 | CONCRETE | CEMENTITIOUS TOPPINGS | CONCRETE TOPPINGS | Concrete topping, gypsum plank, 3" thick | SF | 11.21
035300108020 | CONCRETE | CEMENTITIOUS TOPPINGS | CONCRETE TOPPINGS | Conc topping, cement fiber, T&G planks, 1" thick | SF | 8.04
035300108040 | CONCRETE | CEMENTITIOUS TOPPINGS | CONCRETE TOPPINGS | Conc topping, cement fiber, T&G planks, 1-1/2" thick | SF | 8.25
035300108060 | CONCRETE | CEMENTITIOUS TOPPINGS | CONCRETE TOPPINGS | Conc topping, cement fiber, T&G planks, 2" thick | SF | 9.39
035300108080 | CONCRETE | CEMENTITIOUS TOPPINGS | CONCRETE TOPPINGS | Conc topping, cement fiber, T&G planks, 2-1/2" thick | SF | 9.64
035300108100 | CONCRETE | CEMENTITIOUS TOPPINGS | CONCRETE TOPPINGS | Conc topping, cement fiber, T&G planks, 3" thick | SF | 10.94
035300108120 | CONCRETE | CEMENTITIOUS TOPPINGS | CONCRETE TOPPINGS | Conc topping, cement fiber, T&G planks, 3-1/2" thick | SF | 12.4
035300108140 | CONCRETE | CEMENTITIOUS TOPPINGS | CONCRETE TOPPINGS | Conc topping, cement fiber, T&G planks, 4" thick | SF | 13.04
036100101040 | CONCRETE | GROUT | GROUTING | Grouting for bases, nonshrink, metallic, 1" deep | SF | 27.76
036100101060 | CONCRETE | GROUT | GROUTING | Grouting for bases, nonshrink, metallic, 2" deep | SF | 39.12
036100102020 | CONCRETE | GROUT | GROUTING | Grouting for bases, nonshrink, nonmetalic, 1" deep | SF | 25.14
036100102040 | CONCRETE | GROUT | GROUTING | Grouting for bases, nonshrink, nonmetalic, 2" deep | SF | 34.25
036100102520 | CONCRETE | GROUT | GROUTING | Grouting for bases, fluid type, nonmetalic, 1" deep | SF | 25.31
036100102540 | CONCRETE | GROUT | GROUTING | Grouting for bases, fluid type, nonmetalic, 2" deep | SF | 33.57
036100103080 | CONCRETE | GROUT | GROUTING | Grouting joints, portland cem, 1/2" thk, 6"w joints | LF | 3.13
036100103100 | CONCRETE | GROUT | GROUTING | Grouting joints, portland cem, 1/2" thk, 8"w joints | LF | 3.73
036100103220 | CONCRETE | GROUT | GROUTING | Grouting joints, portland cem, 1" thk, 4"w joints | LF | 2.98
036100103240 | CONCRETE | GROUT | GROUTING | Grouting joints, portland cem, 1" thk, 6"w joints | LF | 3.45
036100103260 | CONCRETE | GROUT | GROUTING | Grouting joints, portland cem, 1" thk, 8"w joints | LF | 4.18
036100103440 | CONCRETE | GROUT | GROUTING | Nonshrink, nonmetal grout, 1/2" thk, 4" wide joint | LF | 3.89
036100103460 | CONCRETE | GROUT | GROUTING | Nonshrink, nonmetal grout, 1/2" thk, 6" wide joint | LF | 4.76
036100103480 | CONCRETE | GROUT | GROUTING | Nonshrink, nonmetal grout, 1/2" thk, 8" wide joint | LF | 5.9
036100103620 | CONCRETE | GROUT | GROUTING | Nonshrink, nonmetal grout, 1" thk, 4" wide joint | LF | 5.15
036100103640 | CONCRETE | GROUT | GROUTING | Nonshrink, nonmetal grout, 1" thk, 6" wide joint | LF | 6.71
036100103660 | CONCRETE | GROUT | GROUTING | Nonshrink, nonmetal grout, 1" thk, 8" wide joint | LF | 8.65
038213100120 | CONCRETE | CONCRETE BORING | CORE DRILLING | Core drill, concrete, 6" thick, 3" dia | EA | 61.13
038213100140 | CONCRETE | CONCRETE BORING | CORE DRILLING | Core drill, concrete, 6" thick, 4" dia | EA | 71.31
038213100160 | CONCRETE | CONCRETE BORING | CORE DRILLING | Core drill, concrete, 6" thick, 6" dia | EA | 85.57
038213100180 | CONCRETE | CONCRETE BORING | CORE DRILLING | Core drill, concrete, 6" thick, 8" dia | EA | 143
038213100320 | CONCRETE | CONCRETE BORING | CORE DRILLING | Core drill, concrete, 8" thick, 3" dia | EA | 85.57
038213100360 | CONCRETE | CONCRETE BORING | CORE DRILLING | Core drill, concrete, 8" thick, 4" dia | EA | 107
038213100380 | CONCRETE | CONCRETE BORING | CORE DRILLING | Core drill, concrete, 8" thick, 6" dia | EA | 122
038213100400 | CONCRETE | CONCRETE BORING | CORE DRILLING | Core drill, concrete, 8" thick, 8" dia | EA | 171
038213100440 | CONCRETE | CONCRETE BORING | CORE DRILLING | Core drill, concrete, 10" thick, 3" dia | EA | 107
038213100460 | CONCRETE | CONCRETE BORING | CORE DRILLING | Core drill, concrete, 10" thick, 4" dia | EA | 122
038213100480 | CONCRETE | CONCRETE BORING | CORE DRILLING | Core drill, concrete, 10" thick, 6" dia | EA | 143
038213100490 | CONCRETE | CONCRETE BORING | CORE DRILLING | Core drill, concrete, 10" thick, 8" dia | EA | 214
038213100540 | CONCRETE | CONCRETE BORING | CORE DRILLING | Core drill, concrete, 12" thick, 3" dia | EA | 143
038213100560 | CONCRETE | CONCRETE BORING | CORE DRILLING | Core drill, concrete, 12" thick, 4" dia | EA | 171
038213100580 | CONCRETE | CONCRETE BORING | CORE DRILLING | Core drill, concrete, 12" thick, 6" dia | EA | 214
038213100600 | CONCRETE | CONCRETE BORING | CORE DRILLING | Core drill, concrete, 12" thick, 8" dia | EA | 285
040120101120 | MASONRY | MASONRY RESTORATION | RESTORATION AND CLEANING | Masonry cleaning, washing brick, smooth surface | SF | 1.51
040120101130 | MASONRY | MASONRY RESTORATION | RESTORATION AND CLEANING | Masonry cleaning, washing brick, rough surface | SF | 2.03
040120101220 | MASONRY | MASONRY RESTORATION | RESTORATION AND CLEANING | Steam clean masonry, smooth face, minimum | SF | 1.64
040120101240 | MASONRY | MASONRY RESTORATION | RESTORATION AND CLEANING | Steam clean masonry, smooth face, maximum | SF | 2.46
040120101260 | MASONRY | MASONRY RESTORATION | RESTORATION AND CLEANING | Steam clean masonry, rough face, minimum | SF | 2.26
040120101270 | MASONRY | MASONRY RESTORATION | RESTORATION AND CLEANING | Steam clean masonry, rough face, maximum | SF | 3.35
040120101320 | MASONRY | MASONRY RESTORATION | RESTORATION AND CLEANING | Sand blast masonry, minimum | SF | 2.12
040120101340 | MASONRY | MASONRY RESTORATION | RESTORATION AND CLEANING | Sand blast masonry, maximum | SF | 3.46
040120101420 | MASONRY | MASONRY RESTORATION | RESTORATION AND CLEANING | Pointing masonry, brick | SF | 4.31
040120101430 | MASONRY | MASONRY RESTORATION | RESTORATION AND CLEANING | Pointing masonry, concrete block | SF | 2.76
040120102020 | MASONRY | MASONRY RESTORATION | RESTORATION AND CLEANING | Masonry, cut and repoint brick, minimum | SF | 4.3
040120102030 | MASONRY | MASONRY RESTORATION | RESTORATION AND CLEANING | Masonry, cut and repoint brick, maximum | SF | 8.48
040120102040 | MASONRY | MASONRY RESTORATION | RESTORATION AND CLEANING | Masonry, cut and repoint stone | LF | 7.04
040120103020 | MASONRY | MASONRY RESTORATION | RESTORATION AND CLEANING | Masonry, cut and recaulk, oil base | LF | 6.6
040120103030 | MASONRY | MASONRY RESTORATION | RESTORATION AND CLEANING | Masonry, cut and recaulk, butyl | LF | 6.42
040120103040 | MASONRY | MASONRY RESTORATION | RESTORATION AND CLEANING | Masonry, cut and recaulk, polysulfides and acrylics | LF | 7.58
040120103050 | MASONRY | MASONRY RESTORATION | RESTORATION AND CLEANING | Masonry, cut and recaulk, silicones | LF | 7.98
040120104020 | MASONRY | MASONRY RESTORATION | RESTORATION AND CLEANING | Cement & sand grout, walls, to 1/8" thk, minimum | SF | 3.77
040120104040 | MASONRY | MASONRY RESTORATION | RESTORATION AND CLEANING | Cement & sand grout, walls, to 1/8" thk, maximum | SF | 5.54
040120105014 | MASONRY | MASONRY RESTORATION | RESTORATION AND CLEANING | Saw cutting masonry/conc,additional 4" pass, avg. | LF | 6.41
040120105016 | MASONRY | MASONRY RESTORATION | RESTORATION AND CLEANING | Saw cutting masonry/conc,additional 4" pass, max. | LF | 9.15
040120105110 | MASONRY | MASONRY RESTORATION | RESTORATION AND CLEANING | Saw cutting masonry/conc, initial 4" cut, min. | LF | 6.41
040120105114 | MASONRY | MASONRY RESTORATION | RESTORATION AND CLEANING | Saw cutting masonry/conc, initial 4" cut, avg. | LF | 8.01
040120105116 | MASONRY | MASONRY RESTORATION | RESTORATION AND CLEANING | Saw cutting masonry/conc, initial 4" cut, max. | LF | 12.81
040120105210 | MASONRY | MASONRY RESTORATION | RESTORATION AND CLEANING | Saw cutting masonry/conc additional 4" pass, min. | LF | 5.34
040120106014 | MASONRY | MASONRY RESTORATION | RESTORATION AND CLEANING | Core drilling masonry/conc, 2" core, avg. | EA | 8.54
040120106016 | MASONRY | MASONRY RESTORATION | RESTORATION AND CLEANING | Core drilling masonry/conc, 2" core, max. | EA | 10.68
040120106110 | MASONRY | MASONRY RESTORATION | RESTORATION AND CLEANING | Core drilling masonry/conc, 1" core, min. | EA | 5.82
040120106114 | MASONRY | MASONRY RESTORATION | RESTORATION AND CLEANING | Core drilling masonry/conc, 1" core, avg. | EA | 7.12
040120106116 | MASONRY | MASONRY RESTORATION | RESTORATION AND CLEANING | Core drilling masonry/conc, 1" core, max. | EA | 10.68
040120106210 | MASONRY | MASONRY RESTORATION | RESTORATION AND CLEANING | Core drilling masonry/conc, 2" core, min. | EA | 7.12
040120106220 | MASONRY | MASONRY RESTORATION | RESTORATION AND CLEANING | Core drilling masonry/conc, 2" core, avg. | EA | 8.54
040120106230 | MASONRY | MASONRY RESTORATION | RESTORATION AND CLEANING | Core drilling masonry/conc, 2" core, max. | EA | 10.68
040120108020 | MASONRY | MASONRY RESTORATION | RESTORATION AND CLEANING | Brick removal and replacement, minimum | EA | 10.43
040120108040 | MASONRY | MASONRY RESTORATION | RESTORATION AND CLEANING | Brick removal and replacement, average | EA | 13.9
040120108060 | MASONRY | MASONRY RESTORATION | RESTORATION AND CLEANING | Brick removal and replacement, maximum | EA | 40.82
040516100100 | MASONRY | MORTAR, GROUT AND ACCESSORIES | MASONRY GROUT | Grout, non shrink, non metallic, trowelable | CF | 7.69
040516102120 | MASONRY | MORTAR, GROUT AND ACCESSORIES | MASONRY GROUT | Grout door frame, hollow metal, single | EA | 101
040516102140 | MASONRY | MORTAR, GROUT AND ACCESSORIES | MASONRY GROUT | Grout door frame, hollow metal, double | EA | 111
040516103000 | MASONRY | MORTAR, GROUT AND ACCESSORIES | MASONRY GROUT | Grouting concrete block, 4" | SF | 3.28
040516103020 | MASONRY | MORTAR, GROUT AND ACCESSORIES | MASONRY GROUT | Grouting concrete block, 6" | SF | 4.13
040516103040 | MASONRY | MORTAR, GROUT AND ACCESSORIES | MASONRY GROUT | Grouting concrete block, 8" | SF | 4.89
040516103060 | MASONRY | MORTAR, GROUT AND ACCESSORIES | MASONRY GROUT | Grouting concrete block, 12" | SF | 5.95
040516103090 | MASONRY | MORTAR, GROUT AND ACCESSORIES | MASONRY GROUT | Grout filled individual cmu cells, 4" wide | LF | 2.06
040516103100 | MASONRY | MORTAR, GROUT AND ACCESSORIES | MASONRY GROUT | Grout filled individual cmu cells, 6" wide | LF | 2.16
040516103120 | MASONRY | MORTAR, GROUT AND ACCESSORIES | MASONRY GROUT | Grout filled individual cmu cells, 8" wide | LF | 2.3
040516103140 | MASONRY | MORTAR, GROUT AND ACCESSORIES | MASONRY GROUT | Grout filled individual cmu cells, 10" wide | LF | 2.67
040516103160 | MASONRY | MORTAR, GROUT AND ACCESSORIES | MASONRY GROUT | Grout filled individual cmu cells, 12" wide | LF | 2.81
040516104010 | MASONRY | MORTAR, GROUT AND ACCESSORIES | MASONRY GROUT | Bond beams or lintels, 8" deep, 6" thick | LF | 3.74
040516104020 | MASONRY | MORTAR, GROUT AND ACCESSORIES | MASONRY GROUT | Bond beams or lintels, 8" deep, 8" thick | LF | 4.29
040516104040 | MASONRY | MORTAR, GROUT AND ACCESSORIES | MASONRY GROUT | Bond beams or lintels, 8" deep, 10" thick | LF | 4.92
040516104060 | MASONRY | MORTAR, GROUT AND ACCESSORIES | MASONRY GROUT | Bond beams or lintels, 8" deep, 12" thick | LF | 5.63
040516105020 | MASONRY | MORTAR, GROUT AND ACCESSORIES | MASONRY GROUT | Bond beams or lintels, cavity walls, 2" thick | SF | 5.18
040516105040 | MASONRY | MORTAR, GROUT AND ACCESSORIES | MASONRY GROUT | Bond beams or lintels, cavity walls, 3" thick | SF | 5.63
040516105060 | MASONRY | MORTAR, GROUT AND ACCESSORIES | MASONRY GROUT | Bond beams or lintels, cavity walls, 4" thick | SF | 6.39
040516105080 | MASONRY | MORTAR, GROUT AND ACCESSORIES | MASONRY GROUT | Bond beams or lintels, cavity walls, 6" thick | SF | 8.05
040523100200 | MASONRY | MORTAR, GROUT AND ACCESSORIES | MASONRY ACCESSORIES | Foundation vents | EA | 63.5
040523101020 | MASONRY | MORTAR, GROUT AND ACCESSORIES | MASONRY ACCESSORIES | Standard steel bar reinforcing, horizontal, #3 - #4 | LB | 3.76
040523101030 | MASONRY | MORTAR, GROUT AND ACCESSORIES | MASONRY ACCESSORIES | Standard steel bar reinforcing, horizontal, #5 - #6 | LB | 3.24
040523101040 | MASONRY | MORTAR, GROUT AND ACCESSORIES | MASONRY ACCESSORIES | Standard steel bar reinforcing, vertical, #3 - #4 | LB | 4.54
040523101050 | MASONRY | MORTAR, GROUT AND ACCESSORIES | MASONRY ACCESSORIES | Standard steel bar reinforcing, vertical, #5 - #6 | LB | 3.76
040523101110 | MASONRY | MORTAR, GROUT AND ACCESSORIES | MASONRY ACCESSORIES | Horizontal joint reinf, truss type, 4" wide, 6" wall | LF | 0.52
040523101120 | MASONRY | MORTAR, GROUT AND ACCESSORIES | MASONRY ACCESSORIES | Horizontal joint reinf, truss type, 6" wide, 8" wall | LF | 0.54
040523101130 | MASONRY | MORTAR, GROUT AND ACCESSORIES | MASONRY ACCESSORIES | Horizontal joint reinf, truss type, 8" wide, 10" wall | LF | 0.59
040523101140 | MASONRY | MORTAR, GROUT AND ACCESSORIES | MASONRY ACCESSORIES | Horizontal joint reinf, truss type, 10" wide, 12" wal | LF | 0.6
040523101150 | MASONRY | MORTAR, GROUT AND ACCESSORIES | MASONRY ACCESSORIES | Horizontal joint reinf, truss type, 12" wide, 14" wal | LF | 0.68
040523101160 | MASONRY | MORTAR, GROUT AND ACCESSORIES | MASONRY ACCESSORIES | Horiz joint reinf, ladder type, 4" wide, 6" wall | LF | 0.46
040523101170 | MASONRY | MORTAR, GROUT AND ACCESSORIES | MASONRY ACCESSORIES | Horiz joint reinf, ladder type, 6" wide, 8" wall | LF | 0.5
040523101180 | MASONRY | MORTAR, GROUT AND ACCESSORIES | MASONRY ACCESSORIES | Horiz joint reinf, ladder type, 8" wide, 10" wall | LF | 0.52
040523101190 | MASONRY | MORTAR, GROUT AND ACCESSORIES | MASONRY ACCESSORIES | Horiz joint reinf, ladder type, 10" wide, 12" wall | LF | 0.56
040523102010 | MASONRY | MORTAR, GROUT AND ACCESSORIES | MASONRY ACCESSORIES | Rectangular wall ties, galv, 3/16" D, 2"x 6" | EA | 1.69
040523102020 | MASONRY | MORTAR, GROUT AND ACCESSORIES | MASONRY ACCESSORIES | Rectangular wall ties, galv, 3/16" D, 2"x 8" | EA | 1.71
040523102040 | MASONRY | MORTAR, GROUT AND ACCESSORIES | MASONRY ACCESSORIES | Rectangular wall ties, galv, 3/16" D, 2"x 10" | EA | 1.77
040523102050 | MASONRY | MORTAR, GROUT AND ACCESSORIES | MASONRY ACCESSORIES | Rectangular wall ties, galv, 3/16" D, 2"x 12" | EA | 1.83
040523102060 | MASONRY | MORTAR, GROUT AND ACCESSORIES | MASONRY ACCESSORIES | Rectangular wall ties, galv, 3/16" D, 4"x 6" | EA | 2
040523102070 | MASONRY | MORTAR, GROUT AND ACCESSORIES | MASONRY ACCESSORIES | Rectangular wall ties, galv, 3/16" D, 4"x 8" | EA | 2.06
040523102080 | MASONRY | MORTAR, GROUT AND ACCESSORIES | MASONRY ACCESSORIES | Rectangular wall ties, galv, 3/16" D, 4"x 10" | EA | 2.2
040523102090 | MASONRY | MORTAR, GROUT AND ACCESSORIES | MASONRY ACCESSORIES | Rectangular wall ties, galv, 3/16" D, 4"x 12" | EA | 2.3
040523102100 | MASONRY | MORTAR, GROUT AND ACCESSORIES | MASONRY ACCESSORIES | Rectangular wall ties, galv, 1/4" D, 2"x 6" | EA | 2.02
040523102110 | MASONRY | MORTAR, GROUT AND ACCESSORIES | MASONRY ACCESSORIES | Rectangular wall ties, galv, 1/4" D, 2"x 8" | EA | 2.1
040523102120 | MASONRY | MORTAR, GROUT AND ACCESSORIES | MASONRY ACCESSORIES | Rectangular wall ties, galv, 1/4" D, 2"x 10" | EA | 2.21
040523102130 | MASONRY | MORTAR, GROUT AND ACCESSORIES | MASONRY ACCESSORIES | Rectangular wall ties, galv, 1/4" D, 2"x 12" | EA | 2.34
040523102140 | MASONRY | MORTAR, GROUT AND ACCESSORIES | MASONRY ACCESSORIES | Rectangular wall ties, galv, 1/4" D, 4"x 6" | EA | 2.38
040523102150 | MASONRY | MORTAR, GROUT AND ACCESSORIES | MASONRY ACCESSORIES | Rectangular wall ties, galv, 1/4" D, 4"x 8" | EA | 2.47
040523102160 | MASONRY | MORTAR, GROUT AND ACCESSORIES | MASONRY ACCESSORIES | Rectangular wall ties, galv, 1/4" D, 4"x 10" | EA | 2.6
040523102170 | MASONRY | MORTAR, GROUT AND ACCESSORIES | MASONRY ACCESSORIES | Rectangular wall ties, galv, 1/4" D, 4"x 12" | EA | 2.65
040523102220 | MASONRY | MORTAR, GROUT AND ACCESSORIES | MASONRY ACCESSORIES | Wall tie, Z type, 6" long, 1/8" D | EA | 1.64
040523102230 | MASONRY | MORTAR, GROUT AND ACCESSORIES | MASONRY ACCESSORIES | Wall tie, Z type, 6" long, 3/16" D | EA | 1.66
040523102240 | MASONRY | MORTAR, GROUT AND ACCESSORIES | MASONRY ACCESSORIES | Wall tie, Z type, 6" long, 1/4" D | EA | 1.69
040523102250 | MASONRY | MORTAR, GROUT AND ACCESSORIES | MASONRY ACCESSORIES | Wall tie, Z type, 8" long, 1/8" D | EA | 1.66
040523102260 | MASONRY | MORTAR, GROUT AND ACCESSORIES | MASONRY ACCESSORIES | Wall tie, Z type, 8" long, 3/16" D | EA | 1.69
040523102270 | MASONRY | MORTAR, GROUT AND ACCESSORIES | MASONRY ACCESSORIES | Wall tie, Z type, 8" long, 1/4" D | EA | 1.71
040523102280 | MASONRY | MORTAR, GROUT AND ACCESSORIES | MASONRY ACCESSORIES | Wall tie, Z type, 10" long, 1/8" D | EA | 1.69
040523102290 | MASONRY | MORTAR, GROUT AND ACCESSORIES | MASONRY ACCESSORIES | Wall tie, Z type, 10" long, 3/16" D | EA | 1.74
040523102300 | MASONRY | MORTAR, GROUT AND ACCESSORIES | MASONRY ACCESSORIES | Wall tie, Z type, 10" long, 1/4" D | EA | 1.8
040523103020 | MASONRY | MORTAR, GROUT AND ACCESSORIES | MASONRY ACCESSORIES | Dovetail anchor slot, galv, filled, 24 ga | LF | 2.77
040523103040 | MASONRY | MORTAR, GROUT AND ACCESSORIES | MASONRY ACCESSORIES | Dovetail anchor slot, galv, filled, 20 ga | LF | 3.68
040523103060 | MASONRY | MORTAR, GROUT AND ACCESSORIES | MASONRY ACCESSORIES | 16 oz. copper, foam filled | LF | 3.99
040523103120 | MASONRY | MORTAR, GROUT AND ACCESSORIES | MASONRY ACCESSORIES | Dovetail anchors, galv, filled, 16 ga, 3-1/2" long | EA | 1.55
040523103140 | MASONRY | MORTAR, GROUT AND ACCESSORIES | MASONRY ACCESSORIES | Dovetail anchors, galv, filled, 16 ga, 5-1/2" long | EA | 1.61
040523103160 | MASONRY | MORTAR, GROUT AND ACCESSORIES | MASONRY ACCESSORIES | Dovetail anchors, galv, filled, 12 ga, 3-1/2" long | EA | 1.63
040523103180 | MASONRY | MORTAR, GROUT AND ACCESSORIES | MASONRY ACCESSORIES | Dovetail anchors, galv, filled, 12 ga, 5-1/2" long | EA | 1.85
040523103220 | MASONRY | MORTAR, GROUT AND ACCESSORIES | MASONRY ACCESSORIES | Dovetail, triangular galv ties, 12 ga, 3"x 3" | EA | 1.86
040523103240 | MASONRY | MORTAR, GROUT AND ACCESSORIES | MASONRY ACCESSORIES | Dovetail, triangular galv ties, 12 ga, 5"x 5" | EA | 1.9
040523103260 | MASONRY | MORTAR, GROUT AND ACCESSORIES | MASONRY ACCESSORIES | Dovetail, triangular galv ties, 12 ga, 7"x 7" | EA | 1.98
040523103280 | MASONRY | MORTAR, GROUT AND ACCESSORIES | MASONRY ACCESSORIES | Dovetail, triangular galv ties, 12 ga, 7"x 9" | EA | 2.03
040523103440 | MASONRY | MORTAR, GROUT AND ACCESSORIES | MASONRY ACCESSORIES | Brick anchor, corrugated, 3-1/2" long, 16 ga | EA | 1.53
040523103460 | MASONRY | MORTAR, GROUT AND ACCESSORIES | MASONRY ACCESSORIES | Brick anchor, corrugated, 3-1/2" long, 12 ga | EA | 1.7
040523103520 | MASONRY | MORTAR, GROUT AND ACCESSORIES | MASONRY ACCESSORIES | Brick anchor, non-corrugated, 3-1/2" long, 16 ga | EA | 1.62
040523103540 | MASONRY | MORTAR, GROUT AND ACCESSORIES | MASONRY ACCESSORIES | Brick anchor, non-corrugated, 3-1/2" long, 12 ga | EA | 1.88
040523103620 | MASONRY | MORTAR, GROUT AND ACCESSORIES | MASONRY ACCESSORIES | Cavity wall anchors, corr, galv, 5" long, 16 ga | EA | 2.02
040523103640 | MASONRY | MORTAR, GROUT AND ACCESSORIES | MASONRY ACCESSORIES | Cavity wall anchor, corr, galv, 5" long, 12 ga | EA | 2.36
040523103680 | MASONRY | MORTAR, GROUT AND ACCESSORIES | MASONRY ACCESSORIES | Cavity wall anchor, corr, galv, 7" long, 28 ga | EA | 2.09
040523103700 | MASONRY | MORTAR, GROUT AND ACCESSORIES | MASONRY ACCESSORIES | Cavity wall anchor, corr, galv, 7" long, 24 ga | EA | 2.29
040523103720 | MASONRY | MORTAR, GROUT AND ACCESSORIES | MASONRY ACCESSORIES | Cavity wall anchor, corr, galv, 7" long, 22 ga | EA | 2.32
040523103740 | MASONRY | MORTAR, GROUT AND ACCESSORIES | MASONRY ACCESSORIES | Cavity wall anchor, corr, galv, 7" long, 16 ga | EA | 2.44
040523103820 | MASONRY | MORTAR, GROUT AND ACCESSORIES | MASONRY ACCESSORIES | Mesh ties, 16 ga, 3" wide, 8" long | EA | 2.26
040523103840 | MASONRY | MORTAR, GROUT AND ACCESSORIES | MASONRY ACCESSORIES | Mesh ties, 16 ga, 3" wide, 12" long | EA | 2.36
040523103860 | MASONRY | MORTAR, GROUT AND ACCESSORIES | MASONRY ACCESSORIES | Mesh ties, 16 ga, 3" wide, 20" long | EA | 2.77
040523103900 | MASONRY | MORTAR, GROUT AND ACCESSORIES | MASONRY ACCESSORIES | Mesh ties, 16 ga, 3" wide, 24" long | EA | 2.92
040523201000 | MASONRY | MORTAR, GROUT AND ACCESSORIES | MASONRY CONTROL JOINTS | Control joint, cross shaped PVC | LF | 4.13
040523201020 | MASONRY | MORTAR, GROUT AND ACCESSORIES | MASONRY CONTROL JOINTS | Control joint, closed cell filler, 1/2" | LF | 2.33
040523201040 | MASONRY | MORTAR, GROUT AND ACCESSORIES | MASONRY CONTROL JOINTS | Control joint, closed cell filler, 3/4" | LF | 2.72
040523201080 | MASONRY | MORTAR, GROUT AND ACCESSORIES | MASONRY CONTROL JOINTS | Control joint, rubber, for 4" wall | LF | 4.46
040523201090 | MASONRY | MORTAR, GROUT AND ACCESSORIES | MASONRY CONTROL JOINTS | Control joint, rubber, for 6" wall | LF | 5.15
040523201100 | MASONRY | MORTAR, GROUT AND ACCESSORIES | MASONRY CONTROL JOINTS | Control joint, rubber, for 8" wall | LF | 5.91
040523201120 | MASONRY | MORTAR, GROUT AND ACCESSORIES | MASONRY CONTROL JOINTS | Control joint, PVC, for 4" wall | LF | 3.26
040523201140 | MASONRY | MORTAR, GROUT AND ACCESSORIES | MASONRY CONTROL JOINTS | Control joint, PVC, for 6" wall | LF | 4.25
040523201160 | MASONRY | MORTAR, GROUT AND ACCESSORIES | MASONRY CONTROL JOINTS | Control joint, PVC, for 8" wall | LF | 5.5
040523501000 | MASONRY | MORTAR, GROUT AND ACCESSORIES | MASONRY FLASHING | Masonry flashing, 5 oz.coated copper | SF | 9.86
040523501020 | MASONRY | MORTAR, GROUT AND ACCESSORIES | MASONRY FLASHING | Masonry flashing, 0.030" elastomeric | SF | 6.3
042113101020 | MASONRY | UNIT MASONRY | BRICK MASONRY | Standard brick, red (6.4/sf), veneer | SF | 18.67
042113101030 | MASONRY | UNIT MASONRY | BRICK MASONRY | Standard brick, face brick, red (6.4/sf), cavity wall | SF | 16.81
042113101040 | MASONRY | UNIT MASONRY | BRICK MASONRY | Standard brick, red (6.4/sf), 9" wall | SF | 33.62
042113101210 | MASONRY | UNIT MASONRY | BRICK MASONRY | Common brick (6.4/sf), veneer | SF | 16.71
042113101220 | MASONRY | UNIT MASONRY | BRICK MASONRY | Common brick (6.4/sf), back-up, 4" thick | SF | 13.08
042113101230 | MASONRY | UNIT MASONRY | BRICK MASONRY | Common brick (6.4/sf), back-up, 8" thick | SF | 22.26
042113101240 | MASONRY | UNIT MASONRY | BRICK MASONRY | Common brick (6.4/sf), firewall, 12" thick | SF | 36.75
042113101250 | MASONRY | UNIT MASONRY | BRICK MASONRY | Common brick (6.4/sf), firewall, 16" thick | SF | 49.79
042113101310 | MASONRY | UNIT MASONRY | BRICK MASONRY | Glazed brick (7.4/sf), veneer | SF | 29.55
042113101410 | MASONRY | UNIT MASONRY | BRICK MASONRY | Buff brick (6.4/sf), veneer | SF | 19.59
042113101420 | MASONRY | UNIT MASONRY | BRICK MASONRY | Buff brick (6.4/sf), cavity wall | SF | 17.73
042113101510 | MASONRY | UNIT MASONRY | BRICK MASONRY | Jumbo brick (3/sf), 4" veneer | SF | 12.13
042113101530 | MASONRY | UNIT MASONRY | BRICK MASONRY | Jumbo brick (3/sf), 4" back-up | SF | 10.83
042113101540 | MASONRY | UNIT MASONRY | BRICK MASONRY | Jumbo brick (3/sf), 8" back-up | SF | 16.17
042113101550 | MASONRY | UNIT MASONRY | BRICK MASONRY | Jumbo brick (3/sf), 12" firewall | SF | 26.27
042113101560 | MASONRY | UNIT MASONRY | BRICK MASONRY | Jumbo brick (3/sf), 16" firewall | SF | 35.54
042113101620 | MASONRY | UNIT MASONRY | BRICK MASONRY | Norman brick, red (4.5/sf), veneer | SF | 15.99
042113101640 | MASONRY | UNIT MASONRY | BRICK MASONRY | Norman brick, red (4.5/sf), cavity wall | SF | 14.91
042113103020 | MASONRY | UNIT MASONRY | BRICK MASONRY | Chimney, standard bricks, including flue, 16"x 16" | LF | 105
042113103040 | MASONRY | UNIT MASONRY | BRICK MASONRY | Chimney, standard bricks, including flue, 16"x 20" | LF | 123
042113103060 | MASONRY | UNIT MASONRY | BRICK MASONRY | Chimney, standard bricks, including flue, 16"x 24" | LF | 126
042113103080 | MASONRY | UNIT MASONRY | BRICK MASONRY | Chimney, standard bricks, including flue, 20"x 20" | LF | 135
042113103100 | MASONRY | UNIT MASONRY | BRICK MASONRY | Chimney, standard bricks, including flue, 20"x 24" | LF | 148
042113103120 | MASONRY | UNIT MASONRY | BRICK MASONRY | Chimney, standard bricks, including flue, 20"x 32" | LF | 168
042113104000 | MASONRY | UNIT MASONRY | BRICK MASONRY | Window sill, face brick on edge | LF | 22.63
042123105040 | MASONRY | UNIT MASONRY | STRUCTURAL TILE | Glazed tile, 1 side, 6T series, 5-1/2"x 12", 2" thick | SF | 19.23
042123105060 | MASONRY | UNIT MASONRY | STRUCTURAL TILE | Glazed tile, 1 side, 6T series, 5-1/2"x 12", 4" thick | SF | 21.71
042123105080 | MASONRY | UNIT MASONRY | STRUCTURAL TILE | Glazed tile, 1 side, 6T series, 5-1/2"x 12", 6" thick | SF | 30.55
042123105100 | MASONRY | UNIT MASONRY | STRUCTURAL TILE | Glazed tile, 1 side, 6T series, 5-1/2"x 12", 8" thick | SF | 36.52
042123105220 | MASONRY | UNIT MASONRY | STRUCTURAL TILE | Glazed tile, 2 sides, 6T series, 5-1/2"x 12", 4" thick | SF | 30.08
042123105240 | MASONRY | UNIT MASONRY | STRUCTURAL TILE | Glazed tile, 2 sides, 6T series, 5-1/2"x 12", 6" thick | SF | 39.02
042123105260 | MASONRY | UNIT MASONRY | STRUCTURAL TILE | Glazed tile, 2 sides, 6T series, 5-1/2"x 12", 8" thick | SF | 39.88
042123105510 | MASONRY | UNIT MASONRY | STRUCTURAL TILE | Glazed tile, 6T series, special shape, group 1 | SF | 27.35
042123105520 | MASONRY | UNIT MASONRY | STRUCTURAL TILE | Glazed tile, 6T series, special shape, group 2 | SF | 30.5
042123105530 | MASONRY | UNIT MASONRY | STRUCTURAL TILE | Glazed tile, 6T series, special shape, group 3 | SF | 35.39
042123105540 | MASONRY | UNIT MASONRY | STRUCTURAL TILE | Glazed tile, 6T series, special shape, group 4 | SF | 55.18
042123105550 | MASONRY | UNIT MASONRY | STRUCTURAL TILE | Glazed tile, 6T series, spaecial shape, group 5 | SF | 63.98
042123105620 | MASONRY | UNIT MASONRY | STRUCTURAL TILE | Glazed tile, 6T, fire rated, 4" thick, 1 hr rating | SF | 26.67
042123105640 | MASONRY | UNIT MASONRY | STRUCTURAL TILE | Glazed tile, 6T, fire rated, 4" thick, 2 hr rating | SF | 31.75
042123106020 | MASONRY | UNIT MASONRY | STRUCTURAL TILE | Glazed tile 1 side, 8W series, 8"x 16", 2" thick | SF | 17.07
042123106040 | MASONRY | UNIT MASONRY | STRUCTURAL TILE | Glazed tile 1 side, 8W series, 8"x 16", 4" thick | SF | 17.95
042123106060 | MASONRY | UNIT MASONRY | STRUCTURAL TILE | Glazed tile 1 side, 8W series, 8"x 16", 6" thick | SF | 26.89
042123106080 | MASONRY | UNIT MASONRY | STRUCTURAL TILE | Glazed tile 1 side, 8W series, 8"x 16", 8" thick | SF | 28.94
042123106120 | MASONRY | UNIT MASONRY | STRUCTURAL TILE | Glazed tile 2 sides, 8W series, 8"x 16", 4" thick | SF | 26.5
042123106140 | MASONRY | UNIT MASONRY | STRUCTURAL TILE | Glazed tile 2 sides, 8W series, 8"x 16", 6" thick | SF | 35.79
042123106160 | MASONRY | UNIT MASONRY | STRUCTURAL TILE | Glazed tile 2 sides, 8W series, 8"x 16", 8" thick | SF | 41.79
042123106220 | MASONRY | UNIT MASONRY | STRUCTURAL TILE | Glazed tile, 8W series, special shape, group 1 | SF | 29.15
042123106230 | MASONRY | UNIT MASONRY | STRUCTURAL TILE | Glazed tile, 8W series, special shape, group 2 | SF | 33.14
042123106240 | MASONRY | UNIT MASONRY | STRUCTURAL TILE | Glazed tile, 8W series, special shape, group 3 | SF | 35.16
042123106250 | MASONRY | UNIT MASONRY | STRUCTURAL TILE | Glazed tile, 8W series, special shape, group 4 | SF | 51.13
042123106260 | MASONRY | UNIT MASONRY | STRUCTURAL TILE | Glazed tile, 8W series, special shape, group 5 | SF | 61.97
042123106290 | MASONRY | UNIT MASONRY | STRUCTURAL TILE | Glazed tile, 8W series, fire rated, 4"thick, 1 hr rate | SF | 41.15
042123106300 | MASONRY | UNIT MASONRY | STRUCTURAL TILE | Glazed tile, 8W series, fire rated, 6"thick, 2 Hr rate | SF | 47.16
042200100120 | MASONRY | CONCRETE UNIT MASONRY | CONCRETE MASONRY UNITS | CMU, lightweight block, hollow, load bearing, 4" | SF | 7.41
042200100140 | MASONRY | CONCRETE UNIT MASONRY | CONCRETE MASONRY UNITS | CMU, lightweight block, hollow, load bearing, 6" | SF | 8.39
042200100160 | MASONRY | CONCRETE UNIT MASONRY | CONCRETE MASONRY UNITS | CMU, lightweight block, hollow, load bearing, 8" | SF | 9.24
042200100180 | MASONRY | CONCRETE UNIT MASONRY | CONCRETE MASONRY UNITS | CMU, lightweight block, hollow, load bearing, 10" | SF | 10.87
042200100190 | MASONRY | CONCRETE UNIT MASONRY | CONCRETE MASONRY UNITS | CMU, lightweight block, hollow, load bearing, 12" | SF | 12.14
042200100300 | MASONRY | CONCRETE UNIT MASONRY | CONCRETE MASONRY UNITS | CMU, lightweight block, solid, load bearing, 4" | SF | 8.34
042200100320 | MASONRY | CONCRETE UNIT MASONRY | CONCRETE MASONRY UNITS | CMU, lightweight block, solid, load bearing, 6" | SF | 8.87
042200100340 | MASONRY | CONCRETE UNIT MASONRY | CONCRETE MASONRY UNITS | CMU, lightweight block, solid, load bearing, 8" | SF | 10.41
042200100360 | MASONRY | CONCRETE UNIT MASONRY | CONCRETE MASONRY UNITS | CMU, lightweight block, solid, load bearing, 10" | SF | 11.26
042200100380 | MASONRY | CONCRETE UNIT MASONRY | CONCRETE MASONRY UNITS | CMU, lightweight block, solid, load bearing, 12" | SF | 13.99
042200100490 | MASONRY | CONCRETE UNIT MASONRY | CONCRETE MASONRY UNITS | CMU, back-up block, sand aggregate, 8"x 16", 2" | SF | 6.17
042200100540 | MASONRY | CONCRETE UNIT MASONRY | CONCRETE MASONRY UNITS | CMU, back-up block, sand aggregate, 8"x 16", 4" | SF | 6.37
042200100560 | MASONRY | CONCRETE UNIT MASONRY | CONCRETE MASONRY UNITS | CMU, back-up block, sand aggregate, 8"x 16", 6" | SF | 7.49
042200100580 | MASONRY | CONCRETE UNIT MASONRY | CONCRETE MASONRY UNITS | CMU, back-up block, sand aggregate, 8"x 16", 8" | SF | 8.2
042200100600 | MASONRY | CONCRETE UNIT MASONRY | CONCRETE MASONRY UNITS | CMU, back-up block, sand aggregate, 8"x 16", 10" | SF | 9.71
042200100620 | MASONRY | CONCRETE UNIT MASONRY | CONCRETE MASONRY UNITS | CMU, back-up block, sand aggregate, 8"x 16", 12" | SF | 10.75
042200101000 | MASONRY | CONCRETE UNIT MASONRY | CONCRETE MASONRY UNITS | CMU, foundation wall, sand aggregate, 8"x 16", 6" | SF | 8.18
042200101030 | MASONRY | CONCRETE UNIT MASONRY | CONCRETE MASONRY UNITS | CMU, foundation wall, sand aggregate, 8"x 16", 8" | SF | 9
042200101040 | MASONRY | CONCRETE UNIT MASONRY | CONCRETE MASONRY UNITS | CMU, foundation wall, sand aggregate, 8"x 16", 10" | SF | 10.64
042200101050 | MASONRY | CONCRETE UNIT MASONRY | CONCRETE MASONRY UNITS | CMU, foundation wall, sand aggregate, 8"x 16", 12" | SF | 11.84
042200101060 | MASONRY | CONCRETE UNIT MASONRY | CONCRETE MASONRY UNITS | CMU, found wall, sand aggregate, 8"x 16", solid, 6" | SF | 9.15
042200101070 | MASONRY | CONCRETE UNIT MASONRY | CONCRETE MASONRY UNITS | CMU, found wall, sand aggregate, 8"x 16", solid, 8" | SF | 10.79
042200101080 | MASONRY | CONCRETE UNIT MASONRY | CONCRETE MASONRY UNITS | CMU, found wall, sand aggregate, 8"x 16", solid, 10" | SF | 11.67
042200101100 | MASONRY | CONCRETE UNIT MASONRY | CONCRETE MASONRY UNITS | CMU, found wall, sand aggregate, 8"x 16", solid, 12" | SF | 14.6
042200101500 | MASONRY | CONCRETE UNIT MASONRY | CONCRETE MASONRY UNITS | CMU, exterior, reg, styrofoam inserts, 8"x 16, 6" | SF | 10.57
042200101530 | MASONRY | CONCRETE UNIT MASONRY | CONCRETE MASONRY UNITS | CMU, exterior, reg, styrofoam inserts, 8"x 16, 8" | SF | 11.44
042200101540 | MASONRY | CONCRETE UNIT MASONRY | CONCRETE MASONRY UNITS | CMU, exterior, reg, styrofoam inserts, 8"x 16, 10" | SF | 13.49
042200101550 | MASONRY | CONCRETE UNIT MASONRY | CONCRETE MASONRY UNITS | CMU, exterior, reg, styrofoam inserts, 8"x 16, 12" | SF | 16.58
042200101600 | MASONRY | CONCRETE UNIT MASONRY | CONCRETE MASONRY UNITS | CMU, ext, light weight, styrofoam inserts, 8"x 16", 6" | SF | 11.09
042200101660 | MASONRY | CONCRETE UNIT MASONRY | CONCRETE MASONRY UNITS | CMU, ext, light weight, styrofoam inserts, 8"x 16", 8" | SF | 12.23
042200101680 | MASONRY | CONCRETE UNIT MASONRY | CONCRETE MASONRY UNITS | CMU, ext, light weight, styrofoam inserts, 8"x 16", 10" | SF | 13.19
042200101700 | MASONRY | CONCRETE UNIT MASONRY | CONCRETE MASONRY UNITS | CMU, ext, light weight, styrofoam inserts, 8"x 16", 12" | SF | 15.84
042200102000 | MASONRY | CONCRETE UNIT MASONRY | CONCRETE MASONRY UNITS | CMU, accoustical slotted block, NRC, 4" | SF | 12.4
042200102020 | MASONRY | CONCRETE UNIT MASONRY | CONCRETE MASONRY UNITS | CMU, accoustical slotted block, NRC, 6" | SF | 12.66
042200102040 | MASONRY | CONCRETE UNIT MASONRY | CONCRETE MASONRY UNITS | CMU, accoustical slotted block, NRC, 8" | SF | 14.74
042200102060 | MASONRY | CONCRETE UNIT MASONRY | CONCRETE MASONRY UNITS | CMU, accoustical filled cavities, NRC, 4" | SF | 14.36
042200102070 | MASONRY | CONCRETE UNIT MASONRY | CONCRETE MASONRY UNITS | CMU, accoustical filled cavities, NRC, 6" | SF | 15.74
042200102080 | MASONRY | CONCRETE UNIT MASONRY | CONCRETE MASONRY UNITS | CMU, accoustical filled cavities, NRC, 8" | SF | 18.15
042200104020 | MASONRY | CONCRETE UNIT MASONRY | CONCRETE MASONRY UNITS | CMU, hollow, split ground face, 4" | SF | 9.42
042200104030 | MASONRY | CONCRETE UNIT MASONRY | CONCRETE MASONRY UNITS | CMU, hollow, split ground face, 6" | SF | 10.21
042200104040 | MASONRY | CONCRETE UNIT MASONRY | CONCRETE MASONRY UNITS | CMU, hollow, split ground face, 8" | SF | 10.92
042200104080 | MASONRY | CONCRETE UNIT MASONRY | CONCRETE MASONRY UNITS | CMU, hollow, split ground face, 10" | SF | 12.04
042200104100 | MASONRY | CONCRETE UNIT MASONRY | CONCRETE MASONRY UNITS | CMU, hollow, split ground face, 12" | SF | 13.08
042200104500 | MASONRY | CONCRETE UNIT MASONRY | CONCRETE MASONRY UNITS | CMU, split rib profile, 4" | SF | 11.51
042200104520 | MASONRY | CONCRETE UNIT MASONRY | CONCRETE MASONRY UNITS | CMU, split rib profile, 6" | SF | 12.23
042200104540 | MASONRY | CONCRETE UNIT MASONRY | CONCRETE MASONRY UNITS | CMU, split rib profile, 8" | SF | 13.39
042200104560 | MASONRY | CONCRETE UNIT MASONRY | CONCRETE MASONRY UNITS | CMU, split rib profile, 10" | SF | 13.92
042200104580 | MASONRY | CONCRETE UNIT MASONRY | CONCRETE MASONRY UNITS | CMU, split rib profile, 12" | SF | 14.44
042200105000 | MASONRY | CONCRETE UNIT MASONRY | CONCRETE MASONRY UNITS | CMU, high strength block, 3500 psi, 2" | SF | 7.5
042200105020 | MASONRY | CONCRETE UNIT MASONRY | CONCRETE MASONRY UNITS | CMU, high strength block, 3500 psi, 4" | SF | 8.15
042200105030 | MASONRY | CONCRETE UNIT MASONRY | CONCRETE MASONRY UNITS | CMU, high strength block, 3500 psi, 6" | SF | 8.57
042200105040 | MASONRY | CONCRETE UNIT MASONRY | CONCRETE MASONRY UNITS | CMU, high strength block, 3500 psi, 8" | SF | 9.4
042200105050 | MASONRY | CONCRETE UNIT MASONRY | CONCRETE MASONRY UNITS | CMU, high strength block, 3500 psi, 10" | SF | 10.47
042200105060 | MASONRY | CONCRETE UNIT MASONRY | CONCRETE MASONRY UNITS | CMU, high strength block, 3500 psi, 12" | SF | 11.81
042200105510 | MASONRY | CONCRETE UNIT MASONRY | CONCRETE MASONRY UNITS | CMU, solar screen concrete block, 4" thick, 6"x 6" | SF | 21.43
042200105520 | MASONRY | CONCRETE UNIT MASONRY | CONCRETE MASONRY UNITS | CMU, solar screen concrete block, 4" thick, 8"x 8" | SF | 20.5
042200105530 | MASONRY | CONCRETE UNIT MASONRY | CONCRETE MASONRY UNITS | CMU, solar screen concrete block, 4" thick, 12"x 12" | SF | 17.02
042200105550 | MASONRY | CONCRETE UNIT MASONRY | CONCRETE MASONRY UNITS | CMU, solar screen concrete block, 8" thick, 8"x 16" | SF | 16.16
042200107020 | MASONRY | CONCRETE UNIT MASONRY | CONCRETE MASONRY UNITS | CMU, glazed block, cove base, glazed 1 side, 2" | LF | 19.64
042200107030 | MASONRY | CONCRETE UNIT MASONRY | CONCRETE MASONRY UNITS | CMU, glazed block, cove base, glazed 1 side, 4" | LF | 20.05
042200107040 | MASONRY | CONCRETE UNIT MASONRY | CONCRETE MASONRY UNITS | CMU, glazed block, cove base, glazed 1 side, 6" | LF | 21.35
042200107050 | MASONRY | CONCRETE UNIT MASONRY | CONCRETE MASONRY UNITS | CMU, glazed block, cove base, glazed 1 side, 8" | LF | 22.14
042200107060 | MASONRY | CONCRETE UNIT MASONRY | CONCRETE MASONRY UNITS | CMU, glazed block, cove base, single face, 2" | SF | 17.99
042200107080 | MASONRY | CONCRETE UNIT MASONRY | CONCRETE MASONRY UNITS | CMU, glazed block, cove base, single face, 4" | SF | 20.64
042200107090 | MASONRY | CONCRETE UNIT MASONRY | CONCRETE MASONRY UNITS | CMU, glazed block, cove base, single face, 6" | SF | 22.41
042200107100 | MASONRY | CONCRETE UNIT MASONRY | CONCRETE MASONRY UNITS | CMU, glazed block, cove base, single face, 8" | SF | 23.87
042200107105 | MASONRY | CONCRETE UNIT MASONRY | CONCRETE MASONRY UNITS | CMU, glazed block, cove base, single face, 10" | SF | 26.77
042200107110 | MASONRY | CONCRETE UNIT MASONRY | CONCRETE MASONRY UNITS | CMU, glazed block, cove base, single face, 12" | SF | 28.43
042200107120 | MASONRY | CONCRETE UNIT MASONRY | CONCRETE MASONRY UNITS | CMU, glazed block, cove base, double face, 4" | SF | 25.36
042200107140 | MASONRY | CONCRETE UNIT MASONRY | CONCRETE MASONRY UNITS | CMU, glazed block, cove base, double face, 6" | SF | 28.88
042200107160 | MASONRY | CONCRETE UNIT MASONRY | CONCRETE MASONRY UNITS | CMU, glazed block, cove base, double face, 8" | SF | 30.89
042200107200 | MASONRY | CONCRETE UNIT MASONRY | CONCRETE MASONRY UNITS | CMU, corner, bullnose or square, 2" | EA | 21.28
042200107240 | MASONRY | CONCRETE UNIT MASONRY | CONCRETE MASONRY UNITS | CMU, corner, bullnose or square, 4" | EA | 25.95
042200107260 | MASONRY | CONCRETE UNIT MASONRY | CONCRETE MASONRY UNITS | CMU, corner, bullnose or square, 6" | EA | 29.25
042200107280 | MASONRY | CONCRETE UNIT MASONRY | CONCRETE MASONRY UNITS | CMU, corner, bullnose or square, 8" | EA | 32.74
042200107290 | MASONRY | CONCRETE UNIT MASONRY | CONCRETE MASONRY UNITS | CMU, corner, bullnose or square, 10" | EA | 35.56
042200107300 | MASONRY | CONCRETE UNIT MASONRY | CONCRETE MASONRY UNITS | CMU, corner, bullnose or square, 12" | EA | 38.64
042200109520 | MASONRY | CONCRETE UNIT MASONRY | CONCRETE MASONRY UNITS | Gypsum unit masonry, partn blk (12"x30"), solid, 2" | SF | 4.23
042200109530 | MASONRY | CONCRETE UNIT MASONRY | CONCRETE MASONRY UNITS | Gypsum unit masonry, partn blk (12"x30"), hollow, 3" | SF | 4.24
042200109540 | MASONRY | CONCRETE UNIT MASONRY | CONCRETE MASONRY UNITS | Gypsum unit masonry, partn blk (12"x30"), hollow, 4" | SF | 4.54
042200109550 | MASONRY | CONCRETE UNIT MASONRY | CONCRETE MASONRY UNITS | Gypsum unit masonry, partn blk (12"x30"), hollow, 6" | SF | 4.93
042200901000 | MASONRY | CONCRETE UNIT MASONRY | BOND BEAMS & LINTELS | Bond beam, no grout or reinf, 8"x 16", 4" thick | LF | 7.54
042200901040 | MASONRY | CONCRETE UNIT MASONRY | BOND BEAMS & LINTELS | Bond beam, no grout or reinf, 8"x 16", 6" thick | LF | 8.59
042200901060 | MASONRY | CONCRETE UNIT MASONRY | BOND BEAMS & LINTELS | Bond beam, no grout or reinf, 8"x 16", 8" thick | LF | 9.19
042200901080 | MASONRY | CONCRETE UNIT MASONRY | BOND BEAMS & LINTELS | Bond beam, no grout or reinf, 8"x 16", 10" thick | LF | 10.13
042200901100 | MASONRY | CONCRETE UNIT MASONRY | BOND BEAMS & LINTELS | Bond beam, no grout or reinf, 8"x 16", 12" thick | LF | 10.88
042200906020 | MASONRY | CONCRETE UNIT MASONRY | BOND BEAMS & LINTELS | Beam lintel, no grout/reinf, 8"x 16"x 10" thick | LF | 13.96
042200906040 | MASONRY | CONCRETE UNIT MASONRY | BOND BEAMS & LINTELS | Beam lintel, no grout/reinf, 8"x 16"x 12" thick | LF | 16.49
042200907020 | MASONRY | CONCRETE UNIT MASONRY | BOND BEAMS & LINTELS | Precast masonry lintel, 6 lf, 8" high, 4" thick | LF | 18.65
042200907040 | MASONRY | CONCRETE UNIT MASONRY | BOND BEAMS & LINTELS | Precast masonry lintel, 6 lf, 8" high, 6" thick | LF | 20.21
042200907060 | MASONRY | CONCRETE UNIT MASONRY | BOND BEAMS & LINTELS | Precast masonry lintel, 6 lf, 8" high, 8" thick | LF | 22.33
042200907080 | MASONRY | CONCRETE UNIT MASONRY | BOND BEAMS & LINTELS | Precast masonry lintel, 6 lf, 8" high, 10" thick | LF | 23.9
042200907100 | MASONRY | CONCRETE UNIT MASONRY | BOND BEAMS & LINTELS | Precast masonry lintel, 10 lf, 8" high, 4" thick | LF | 14.88
042200907120 | MASONRY | CONCRETE UNIT MASONRY | BOND BEAMS & LINTELS | Precast masonry lintel, 10 lf, 8" high, 6" thick | LF | 16.53
042200907140 | MASONRY | CONCRETE UNIT MASONRY | BOND BEAMS & LINTELS | Precast masonry lintel, 10 lf, 8" high, 8" thick | LF | 18.38
042200907160 | MASONRY | CONCRETE UNIT MASONRY | BOND BEAMS & LINTELS | Precast masonry lintel, 10 lf, 8" high, 10" thick | LF | 21.83
042200908010 | MASONRY | CONCRETE UNIT MASONRY | BOND BEAMS & LINTELS | Steel angles and plates, minimum | LB | 2.26
042200908020 | MASONRY | CONCRETE UNIT MASONRY | BOND BEAMS & LINTELS | Steel angles and plates, maximum | LB | 3.65
042200908210 | MASONRY | CONCRETE UNIT MASONRY | BOND BEAMS & LINTELS | Various size angle lintels, 1/4" stock, 3"x 3" | LF | 10.82
042200908220 | MASONRY | CONCRETE UNIT MASONRY | BOND BEAMS & LINTELS | Various size angle lintels, 1/4" stock, 3"x 3-1/2" | LF | 11.43
042200908230 | MASONRY | CONCRETE UNIT MASONRY | BOND BEAMS & LINTELS | Various size angle lintels, 3/8" stock, 3"x 4" | LF | 15.19
042200908240 | MASONRY | CONCRETE UNIT MASONRY | BOND BEAMS & LINTELS | Various size angle lintels, 3/8" stock, 3-1/2"x 4" | LF | 15.71
042200908250 | MASONRY | CONCRETE UNIT MASONRY | BOND BEAMS & LINTELS | Various size angle lintels, 3/8" stock, 4"x 4" | LF | 16.76
042200908260 | MASONRY | CONCRETE UNIT MASONRY | BOND BEAMS & LINTELS | Various size angle lintels, 3/8" stock, 5"x 3-1/2" | LF | 17.49
042200908262 | MASONRY | CONCRETE UNIT MASONRY | BOND BEAMS & LINTELS | Various size angle lintels, 3/8" stock, 6"x 3-1/2" | LF | 19.03
042200908280 | MASONRY | CONCRETE UNIT MASONRY | BOND BEAMS & LINTELS | Various size angle lintels, 1/2" stock, 6"x 4" | LF | 20.54
042300101040 | MASONRY | GLASS UNIT MASONRY | GLASS BLOCK | Glass block, 4" thick, 6"x 6" | SF | 56.26
042300101060 | MASONRY | GLASS UNIT MASONRY | GLASS BLOCK | Glass block, 4" thick, 8"x 8" | SF | 38.6
042300101080 | MASONRY | GLASS UNIT MASONRY | GLASS BLOCK | Glass block, 4" thick, 12"x 12" | SF | 39.86
042400101020 | MASONRY | ADOBE UNIT MASONRY | CLAY TILE | Clay tile, 12x12, back-up, load bearing, 4" thick | SF | 12.37
042400101040 | MASONRY | ADOBE UNIT MASONRY | CLAY TILE | Clay tile, 12x12, back-up, load bearing, 6" thick | SF | 13.7
042400101060 | MASONRY | ADOBE UNIT MASONRY | CLAY TILE | Clay tile, 12x12, back-up, load bearing, 8" thick | SF | 15.87
042400101080 | MASONRY | ADOBE UNIT MASONRY | CLAY TILE | Clay tile, 12x12, back-up, load bearing, 10" thick | SF | 18.48
042400101100 | MASONRY | ADOBE UNIT MASONRY | CLAY TILE | Clay tile, 12x12, back-up, load bearing, 12" thick | SF | 27.12
042400102020 | MASONRY | ADOBE UNIT MASONRY | CLAY TILE | Clay tile, 12x12, back-up, non load bearing, 3" thick | SF | 10.89
042400102040 | MASONRY | ADOBE UNIT MASONRY | CLAY TILE | Clay tile, 12x12, back-up, non load bearing, 4" thick | SF | 11.95
042400102060 | MASONRY | ADOBE UNIT MASONRY | CLAY TILE | Clay tile, 12x12, back-up, non load bearing, 6" thick | SF | 13.16
042400102080 | MASONRY | ADOBE UNIT MASONRY | CLAY TILE | Clay tile, 12x12, back-up, non load bearing, 8" thick | SF | 15.4
042400102100 | MASONRY | ADOBE UNIT MASONRY | CLAY TILE | Clay tile, 12x12, back-up, non load bearing, 12" thick | SF | 19.84
042400104201 | MASONRY | ADOBE UNIT MASONRY | CLAY TILE | Clay tile, partition, 12" x 12", in walls, 3" thick | SF | 12.01
042400104210 | MASONRY | ADOBE UNIT MASONRY | CLAY TILE | Clay tile, partition, 12" x 12", in walls, 4" thick | SF | 12.89
042400104220 | MASONRY | ADOBE UNIT MASONRY | CLAY TILE | Clay tile, partition, 12" x 12", in walls, 6" thick | SF | 13.82
042400104230 | MASONRY | ADOBE UNIT MASONRY | CLAY TILE | Clay tile, partition, 12" x 12", in walls, 8" thick | SF | 16.32
042400104240 | MASONRY | ADOBE UNIT MASONRY | CLAY TILE | Clay tile, partition, 12" x 12", in walls, 10" thick | SF | 18.42
042400104250 | MASONRY | ADOBE UNIT MASONRY | CLAY TILE | Clay tile, partition, 12" x 12", in walls, 12" thick | SF | 23.88
042400104320 | MASONRY | ADOBE UNIT MASONRY | CLAY TILE | Clay tile floors, 4" thick | SF | 10.72
042400104330 | MASONRY | ADOBE UNIT MASONRY | CLAY TILE | Clay tile floors, 6" thick | SF | 12.51
042400104340 | MASONRY | ADOBE UNIT MASONRY | CLAY TILE | Clay tile floors, 8" thick | SF | 14.75
042400104350 | MASONRY | ADOBE UNIT MASONRY | CLAY TILE | Clay tile floors, 10" thick | SF | 17.44
042400104360 | MASONRY | ADOBE UNIT MASONRY | CLAY TILE | Clay tile floors, 12" thick | SF | 23.74
042400106020 | MASONRY | ADOBE UNIT MASONRY | CLAY TILE | Terra cotta, coping, 10" or 12" wide, 3" thick | LF | 30.69
044300100200 | MASONRY | STONE | STONE | Stone wall, rubble, in mortar, 8" thick | SF | 35
044300100220 | MASONRY | STONE | STONE | Stone wall, rubble, in mortar, 12" thick | SF | 49.94
044300100420 | MASONRY | STONE | STONE | Stone wall, rubble, in mortar, 18" thick | SF | 63.87
044300100440 | MASONRY | STONE | STONE | Stone wall, rubble, in mortar, 24" thick | SF | 83.09
044300100450 | MASONRY | STONE | STONE | Stone wall, rubble, dry set, 8" thick | SF | 30.47
044300100455 | MASONRY | STONE | STONE | Stone wall, rubble, dry set, 12" thick | SF | 39.21
044300100460 | MASONRY | STONE | STONE | Stone wall, rubble, dry set, 18" thick | SF | 53.22
044300100465 | MASONRY | STONE | STONE | Stone wall, rubble, dry set, 1, 24" thick | SF | 64.42
044300100520 | MASONRY | STONE | STONE | Marble, imported, facing panels, 3/4" thick | SF | 67.92
044300100530 | MASONRY | STONE | STONE | Marble, imported, facing panels, 1-1/2" thick | SF | 92.57
044300100540 | MASONRY | STONE | STONE | Marble, imported, facing panels, 2-1/4" thick | SF | 112
044300100620 | MASONRY | STONE | STONE | Cut stone, column bases, 1" thick, 4" high | LF | 57.19
044300100640 | MASONRY | STONE | STONE | Cut stone, column bases, 1" thick, 6" high | LF | 61.1
044300100720 | MASONRY | STONE | STONE | Cut stone, columns, solid, plain faced | CF | 648
044300100740 | MASONRY | STONE | STONE | Cut stone, columns, solid, fluted | CF | 873
044300100780 | MASONRY | STONE | STONE | Flooring, travertine, minimum | SF | 29.75
044300100800 | MASONRY | STONE | STONE | Flooring, travertine, average | SF | 39.23
044300100820 | MASONRY | STONE | STONE | Flooring, travertine, maximum | SF | 60.64
044300101040 | MASONRY | STONE | STONE | Marble, domestic, facing panels, 7/8" thick | SF | 63.99
044300101060 | MASONRY | STONE | STONE | Marble, domestic, facing panels, 1-1/2" thick | SF | 84.6
044300101080 | MASONRY | STONE | STONE | Marble, domestic, facing panels, 2-1/4" thick | SF | 103
044300101510 | MASONRY | STONE | STONE | Marble, stairs, 12" treads | LF | 68.34
044300101520 | MASONRY | STONE | STONE | Marble, stairs, 6" risers | LF | 47.74
044300101530 | MASONRY | STONE | STONE | Marble thresholds, 7/8" thk, 3'l, 4"-6" wide, plain | EA | 92.96
044300101540 | MASONRY | STONE | STONE | Marble thresholds, 7/8" thk, 3'l, 4"-6" wide, beveled | EA | 95.89
044300101550 | MASONRY | STONE | STONE | Marbe window sill, 6" wide, 2" thick | LF | 46.83
044300101560 | MASONRY | STONE | STONE | Marble, stools, 5" wide, 7/8" thick | LF | 54.19
044300101630 | MASONRY | STONE | STONE | Limestone panels to 12'x 5', smooth, 2" thick | SF | 44.64
044300101650 | MASONRY | STONE | STONE | Limestone panels to 12'x 5', smooth, 3" thick | SF | 49.75
044300101660 | MASONRY | STONE | STONE | Limestone panels to 12'x 5', smooth, 4" thick | SF | 65.2
044300101770 | MASONRY | STONE | STONE | Misc limestone, steps, X-hard, 14" wide, 6" deep | LF | 117
044300101780 | MASONRY | STONE | STONE | Misc limestone, coping, smooth finish | CF | 117
044300101790 | MASONRY | STONE | STONE | Misc limestone, sills, lintels, jambs, smooth finish | CF | 122
044300101820 | MASONRY | STONE | STONE | Granite veneer panels, polished, 7/8" thick, black | SF | 83.56
044300101840 | MASONRY | STONE | STONE | Granite veneer panels, polished, 7/8" thick, gray | SF | 72.35
044300101860 | MASONRY | STONE | STONE | Granite base, 4" high | LF | 37.69
044300101870 | MASONRY | STONE | STONE | Granite base, 6" high | LF | 43.87
044300101880 | MASONRY | STONE | STONE | Granite, curbing, str, city type, 6"x 16", finished | LF | 82.94
044300101890 | MASONRY | STONE | STONE | Granite curbing, radius curbs, radius over 5' | LF | 108
044300101905 | MASONRY | STONE | STONE | Granite ashlar veneer, 4" thick, random | SF | 68.01
044300101915 | MASONRY | STONE | STONE | Granite, pavers, 4"x 4" split, gray | SF | 51.79
044300101920 | MASONRY | STONE | STONE | Granite, pavers, 4"x 4" split, pink | SF | 51.03
044300101930 | MASONRY | STONE | STONE | Granite, pavers, 4"x 4" split, black | SF | 50.62
044300102010 | MASONRY | STONE | STONE | Slate, domestic, facing panels, 1" thick | SF | 56.97
044300102020 | MASONRY | STONE | STONE | Slate, domestic, facing panels, 2" thick | SF | 70.42
044300102060 | MASONRY | STONE | STONE | Slate, sills/stools, snad finish, 1" thick, 6" wide | LF | 43.21
044300102080 | MASONRY | STONE | STONE | Slate, sills/stools, snad finish, 1" thick, 10" wide | LF | 53.44
044300102120 | MASONRY | STONE | STONE | Slate, sills/stools, snad finish, 2" thick, 6" wide | LF | 55.1
044300102140 | MASONRY | STONE | STONE | Slate, sills/stools, snad finish, 2" thick, 10" wide | LF | 71.56
045100101040 | MASONRY | REFRACTORIES | FLUE LINERS | Flue liner, rectangular, 8"x 12" | LF | 20.92
045100101060 | MASONRY | REFRACTORIES | FLUE LINERS | Flue liner, rectangular, 12"x 12" | LF | 24.07
045100101080 | MASONRY | REFRACTORIES | FLUE LINERS | Flue liners, rectangular, 12"x 18" | LF | 32.99
045100101100 | MASONRY | REFRACTORIES | FLUE LINERS | Flue liners, rectangular, 16"x 16" | LF | 36.11
045100101120 | MASONRY | REFRACTORIES | FLUE LINERS | Flue liners, rectangular, 18"x 18" | LF | 41.8
045100101140 | MASONRY | REFRACTORIES | FLUE LINERS | Flue liners, rectangular, 20"x 20" | LF | 58.2
045100101170 | MASONRY | REFRACTORIES | FLUE LINERS | Flue liners, rectangular, 24"x 24" | LF | 68.79
045100101220 | MASONRY | REFRACTORIES | FLUE LINERS | Flue liners, round, 18" dia | LF | 54.38
045100101240 | MASONRY | REFRACTORIES | FLUE LINERS | Flue liners, round, 24" dia | LF | 92.93
047100101020 | MASONRY | MANUFACTURED MASONRY | SIMULATED BRICK AND STONE | Simulated Brick Veneer Panel 48" x 33", Antique | EA | 187
047100101030 | MASONRY | MANUFACTURED MASONRY | SIMULATED BRICK AND STONE | Simulated Brick Veneer Panel 48" x 33", Baked Clay | EA | 164
047100101040 | MASONRY | MANUFACTURED MASONRY | SIMULATED BRICK AND STONE | Simulated Brick Veneer Panel 48" x 33", Cream | EA | 187
047100101050 | MASONRY | MANUFACTURED MASONRY | SIMULATED BRICK AND STONE | Simulated Brick Veneer Panel 48" x 33", Dusky | EA | 187
047100101060 | MASONRY | MANUFACTURED MASONRY | SIMULATED BRICK AND STONE | Simulated Brick Veneer Panel 48" x 33", Glacier | EA | 159
047100101070 | MASONRY | MANUFACTURED MASONRY | SIMULATED BRICK AND STONE | Simulated Brick Veneer Panel 48" x 33", Merlot | EA | 187
047100101080 | MASONRY | MANUFACTURED MASONRY | SIMULATED BRICK AND STONE | Simulated Brick Veneer Panel 48" x 33", Twilight | EA | 164
047100101090 | MASONRY | MANUFACTURED MASONRY | SIMULATED BRICK AND STONE | Simulated Brick Veneer Panel 48" x 33", Mocha | EA | 187
047100101100 | MASONRY | MANUFACTURED MASONRY | SIMULATED BRICK AND STONE | Simulated Brick Veneer Panel 48" x 33", Spiced | EA | 164
047100101220 | MASONRY | MANUFACTURED MASONRY | SIMULATED BRICK AND STONE | Simulated 6" Window/Door Molding | LF | 29.21
047100101240 | MASONRY | MANUFACTURED MASONRY | SIMULATED BRICK AND STONE | Simulated 12" Dia. Column | LF | 110
047100101260 | MASONRY | MANUFACTURED MASONRY | SIMULATED BRICK AND STONE | Simulated 12" x 12" Quoins | EA | 72.07
047100101280 | MASONRY | MANUFACTURED MASONRY | SIMULATED BRICK AND STONE | Simulated 6" Base Molding | LF | 24.8
047100101300 | MASONRY | MANUFACTURED MASONRY | SIMULATED BRICK AND STONE | Simulated 10" Wallcap | LF | 27.06
047100101320 | MASONRY | MANUFACTURED MASONRY | SIMULATED BRICK AND STONE | Simulated 3 Piece baluster system | LF | 116
047100101340 | MASONRY | MANUFACTURED MASONRY | SIMULATED BRICK AND STONE | Simulated 24" x 24" x 1-1/2" Paver | SF | 13.28
047100101400 | MASONRY | MANUFACTURED MASONRY | SIMULATED BRICK AND STONE | Simulated Slate, 43-1/4" Wide × 8-1/2" High × 1-3/4" Thick, Arizona Red | EA | 33.03
047100101420 | MASONRY | MANUFACTURED MASONRY | SIMULATED BRICK AND STONE | Simulated Slate, 43-1/4" Wide × 8-1/2" High × 1-3/4" Thick, Brunswick Brown | EA | 33.03
047100101440 | MASONRY | MANUFACTURED MASONRY | SIMULATED BRICK AND STONE | Simulated Slate, 43-1/4" Wide × 8-1/2" High × 1-3/4" Thick, Midnight Ash | EA | 33.03
047100101460 | MASONRY | MANUFACTURED MASONRY | SIMULATED BRICK AND STONE | Simulated Slate, 43-1/4" Wide × 8-1/2" High × 1-3/4" Thick, Onyx | EA | 33.03
047100101480 | MASONRY | MANUFACTURED MASONRY | SIMULATED BRICK AND STONE | Simulated Slate, 43-1/4" Wide × 8-1/2" High × 1-3/4" Thick, Pewter | EA | 33.03
047100101500 | MASONRY | MANUFACTURED MASONRY | SIMULATED BRICK AND STONE | Simulated Slate, 43-1/4" Wide × 8-1/2" High × 1-3/4" Thick, Rocky Mtn Graphite | EA | 33.03
047100101520 | MASONRY | MANUFACTURED MASONRY | SIMULATED BRICK AND STONE | Simulated Slate, 43-1/4" Wide × 8-1/2" High × 1-3/4" Thick, Sahara | EA | 33.03
047100101560 | MASONRY | MANUFACTURED MASONRY | SIMULATED BRICK AND STONE | Simulated Stacked Stone 49-1/4" Wide x 25" High 2" Thick, Birchwood | EA | 148
047100101580 | MASONRY | MANUFACTURED MASONRY | SIMULATED BRICK AND STONE | Simulated Stacked Stone 49-1/4" Wide x 25" High 2" Thick, Earth | EA | 148
047100101600 | MASONRY | MANUFACTURED MASONRY | SIMULATED BRICK AND STONE | Simulated Stacked Stone 49-1/4" Wide x 25" High 2" Thick, Honey | EA | 148
047100101620 | MASONRY | MANUFACTURED MASONRY | SIMULATED BRICK AND STONE | Simulated Stacked Stone 49-1/4" Wide x 25" High 2" Thick, Espresso | EA | 148
047100101640 | MASONRY | MANUFACTURED MASONRY | SIMULATED BRICK AND STONE | Simulated Stacked Stone 49-1/4" Wide x 25" High 2" Thick, Spice | EA | 148
047100101660 | MASONRY | MANUFACTURED MASONRY | SIMULATED BRICK AND STONE | Simulated Stacked Stone 49-1/4" Wide x 25" High 2" Thick, Potomac | EA | 148
047100101680 | MASONRY | MANUFACTURED MASONRY | SIMULATED BRICK AND STONE | Simulated Stacked Stone 49-1/4" Wide x 25" High 2" Thick, Ponderosa | EA | 148
047100101700 | MASONRY | MANUFACTURED MASONRY | SIMULATED BRICK AND STONE | Simulated Stacked Stone 49-1/4" Wide x 25" High 2" Thick, Tudor | EA | 148
047100101720 | MASONRY | MANUFACTURED MASONRY | SIMULATED BRICK AND STONE | Simulated Stacked Stone 49-1/4" Wide x 25" High 2" Thick, Riviera | EA | 148
047100101740 | MASONRY | MANUFACTURED MASONRY | SIMULATED BRICK AND STONE | Simulated Stacked Stone 49-1/4" Wide x 25" High 2" Thick, White | EA | 148
047100101780 | MASONRY | MANUFACTURED MASONRY | SIMULATED BRICK AND STONE | Simulated Stone Corners 15-1/2 x 14-1/2 x 25" High x 2-1/4" Thick, Birchwood | EA | 77.1
047100101800 | MASONRY | MANUFACTURED MASONRY | SIMULATED BRICK AND STONE | Simulated Stone Corners 15-1/2 x 14-1/2 x 25" High x 2-1/4" Thick, Earth | EA | 77.1
047100101820 | MASONRY | MANUFACTURED MASONRY | SIMULATED BRICK AND STONE | Simulated Stone Corners 15-1/2 x 14-1/2 x 25" High x 2-1/4" Thick, Honey | EA | 77.1
047100101840 | MASONRY | MANUFACTURED MASONRY | SIMULATED BRICK AND STONE | Simulated Stone Corners 15-1/2 x 14-1/2 x 25" High x 2-1/4" Thick, Espresso | EA | 77.1
047100101860 | MASONRY | MANUFACTURED MASONRY | SIMULATED BRICK AND STONE | Simulated Stone Corners 15-1/2 x 14-1/2 x 25" High x 2-1/4" Thick, Spice | EA | 77.1
047100101880 | MASONRY | MANUFACTURED MASONRY | SIMULATED BRICK AND STONE | Simulated Stone Corners 15-1/2 x 14-1/2 x 25" High x 2-1/4" Thick, Potomac | EA | 77.1
047100101900 | MASONRY | MANUFACTURED MASONRY | SIMULATED BRICK AND STONE | Simulated Stone Corners 15-1/2 x 14-1/2 x 25" High x 2-1/4" Thick, Ponderosa | EA | 77.1
047100101920 | MASONRY | MANUFACTURED MASONRY | SIMULATED BRICK AND STONE | Simulated Stone Corners 15-1/2 x 14-1/2 x 25" High x 2-1/4" Thick, Tudor | EA | 77.1
047100101940 | MASONRY | MANUFACTURED MASONRY | SIMULATED BRICK AND STONE | Simulated Stone Corners 15-1/2 x 14-1/2 x 25" High x 2-1/4" Thick, Riviera | EA | 77.1
047100101960 | MASONRY | MANUFACTURED MASONRY | SIMULATED BRICK AND STONE | Simulated Stone Corners 15-1/2 x 14-1/2 x 25" High x 2-1/4" Thick, White | EA | 77.1
047100102000 | MASONRY | MANUFACTURED MASONRY | SIMULATED BRICK AND STONE | Simulated Ledgers 48" Wide x 3-1/2" Deep x 3-5/8" High, Birchwood | EA | 66.8
047100102020 | MASONRY | MANUFACTURED MASONRY | SIMULATED BRICK AND STONE | Simulated Ledgers 48" Wide x 3-1/2" Deep x 3-5/8" High, Earth | EA | 66.8
047100102040 | MASONRY | MANUFACTURED MASONRY | SIMULATED BRICK AND STONE | Simulated Ledgers 48" Wide x 3-1/2" Deep x 3-5/8" High, Honey | EA | 66.8
047100102060 | MASONRY | MANUFACTURED MASONRY | SIMULATED BRICK AND STONE | Simulated Ledgers 48" Wide x 3-1/2" Deep x 3-5/8" High, Espresso | EA | 66.8
047100102080 | MASONRY | MANUFACTURED MASONRY | SIMULATED BRICK AND STONE | Simulated Ledgers 48" Wide x 3-1/2" Deep x 3-5/8" High, Spice | EA | 66.8
047100102100 | MASONRY | MANUFACTURED MASONRY | SIMULATED BRICK AND STONE | Simulated Ledgers 48" Wide x 3-1/2" Deep x 3-5/8" High, Potomac | EA | 66.8
047100102120 | MASONRY | MANUFACTURED MASONRY | SIMULATED BRICK AND STONE | Simulated Ledgers 48" Wide x 3-1/2" Deep x 3-5/8" High, Ponderosa | EA | 66.8
047100102140 | MASONRY | MANUFACTURED MASONRY | SIMULATED BRICK AND STONE | Simulated Ledgers 48" Wide x 3-1/2" Deep x 3-5/8" High, Tudor | EA | 66.8
047100102160 | MASONRY | MANUFACTURED MASONRY | SIMULATED BRICK AND STONE | Simulated Ledgers 48" Wide x 3-1/2" Deep x 3-5/8" High, Riviera | EA | 66.8
047100102180 | MASONRY | MANUFACTURED MASONRY | SIMULATED BRICK AND STONE | Simulated Ledgers 48" Wide x 3-1/2" Deep x 3-5/8" High, White | EA | 66.8
050523100120 | METALS | METAL FASTENINGS | STRUCTURAL WELDING | Welding, single pass, 1/8" | LF | 4.6
050523100140 | METALS | METAL FASTENINGS | STRUCTURAL WELDING | Welding, single pass, 3/16" | LF | 6.29
050523100160 | METALS | METAL FASTENINGS | STRUCTURAL WELDING | Welding, single pass, 1/4" | LF | 7.98
050523100190 | METALS | METAL FASTENINGS | STRUCTURAL WELDING | Welding, misc steel shapes, plain | LB | 2.28
050523100200 | METALS | METAL FASTENINGS | STRUCTURAL WELDING | Welding, misc steel shapes, galvanized | LB | 2.94
050523100220 | METALS | METAL FASTENINGS | STRUCTURAL WELDING | Welding, plates, plain | LB | 2.08
050523100240 | METALS | METAL FASTENINGS | STRUCTURAL WELDING | Welding, plates, galvanized | LB | 2.7
050523900140 | METALS | METAL FASTENINGS | METAL FASTENINGS | Powder Actuated Anchors, Single Shot, .22 Cal Green | EA | 0.09
050523900160 | METALS | METAL FASTENINGS | METAL FASTENINGS | Powder Actuated Anchors, Single Shot, .22 Cal Yellow | EA | 0.13
050523900180 | METALS | METAL FASTENINGS | METAL FASTENINGS | Powder Actuated Anchors, Single Shot, .22 Cal Red | EA | 0.15
050523900220 | METALS | METAL FASTENINGS | METAL FASTENINGS | Powder Actuated Anchors, Strip, .22 Cal Green | EA | 0.23
050523900240 | METALS | METAL FASTENINGS | METAL FASTENINGS | Powder Actuated Anchors, Strip, .22 Cal Yellow | EA | 0.22
050523900260 | METALS | METAL FASTENINGS | METAL FASTENINGS | Powder Actuated Anchors, Strip, .22 Cal Red | EA | 0.22
050523900320 | METALS | METAL FASTENINGS | METAL FASTENINGS | Powder Actuated Anchors, Pins, .145 Dia. X 300 Head, 1/2" | EA | 0.2
050523900340 | METALS | METAL FASTENINGS | METAL FASTENINGS | Powder Actuated Anchors, Pins, .145 Dia. X 300 Head, 5/8" | EA | 0.27
050523900360 | METALS | METAL FASTENINGS | METAL FASTENINGS | Powder Actuated Anchors, Pins, .145 Dia. X 300 Head, 3/4" | EA | 0.31
050523900380 | METALS | METAL FASTENINGS | METAL FASTENINGS | Powder Actuated Anchors, Pins, .145 Dia. X 300 Head, 1" | EA | 0.4
050523900400 | METALS | METAL FASTENINGS | METAL FASTENINGS | Powder Actuated Anchors, Pins, .145 Dia. X 300 Head, 1-1/4" | EA | 0.41
050523900420 | METALS | METAL FASTENINGS | METAL FASTENINGS | Powder Actuated Anchors, Pins, .145 Dia. X 300 Head, 1-1/2" | EA | 0.47
050523900440 | METALS | METAL FASTENINGS | METAL FASTENINGS | Powder Actuated Anchors, Pins, .145 Dia. X 300 Head, 2" | EA | 0.49
050523900460 | METALS | METAL FASTENINGS | METAL FASTENINGS | Powder Actuated Anchors, Pins, .145 Dia. X 300 Head, 2-1/2" | EA | 0.52
050523900480 | METALS | METAL FASTENINGS | METAL FASTENINGS | Powder Actuated Anchors, Pins, .145 Dia. X 300 Head, 3" | EA | 0.56
050523901040 | METALS | METAL FASTENINGS | METAL FASTENINGS | Anchor bolts, 3/8" D, 8" long | EA | 1.77
050523901060 | METALS | METAL FASTENINGS | METAL FASTENINGS | Anchor bolts, 3/8" D, 10" long | EA | 2.27
050523901080 | METALS | METAL FASTENINGS | METAL FASTENINGS | Anchor bolts, 3/8" D, 12" long | EA | 2.57
050523901100 | METALS | METAL FASTENINGS | METAL FASTENINGS | Anchor bolts, 1/2" D, 8" long | EA | 2.8
050523901120 | METALS | METAL FASTENINGS | METAL FASTENINGS | Anchor bolts, 1/2" D, 10" long | EA | 3.21
050523901140 | METALS | METAL FASTENINGS | METAL FASTENINGS | Anchor bolts, 1/2" D, 12" long | EA | 3.61
050523901160 | METALS | METAL FASTENINGS | METAL FASTENINGS | Anchor bolts, 1/2" D, 18" long | EA | 4.43
050523901180 | METALS | METAL FASTENINGS | METAL FASTENINGS | Anchor bolts, 5/8" D, 8" long | EA | 5.54
050523901200 | METALS | METAL FASTENINGS | METAL FASTENINGS | Anchor bolts, 5/8" D, 10" long | EA | 5.95
050523901220 | METALS | METAL FASTENINGS | METAL FASTENINGS | Anchor bolts, 5/8" D, 12" long | EA | 6.82
050523901240 | METALS | METAL FASTENINGS | METAL FASTENINGS | Anchor bolts, 5/8" D, 18" long | EA | 9.15
050523901260 | METALS | METAL FASTENINGS | METAL FASTENINGS | Anchor bolts, 5/8" D, 24" long | EA | 9.56
050523901280 | METALS | METAL FASTENINGS | METAL FASTENINGS | Anchor bolts, 3/4" D, 8" long | EA | 6.76
050523901300 | METALS | METAL FASTENINGS | METAL FASTENINGS | Anchor bolts, 3/4" D, 12" long | EA | 9.68
050523901320 | METALS | METAL FASTENINGS | METAL FASTENINGS | Anchor bolts, 3/4" D, 18" long | EA | 11.6
050523901340 | METALS | METAL FASTENINGS | METAL FASTENINGS | Anchor bolts, 3/4" D, 24" long | EA | 13.47
050523901360 | METALS | METAL FASTENINGS | METAL FASTENINGS | Anchor bolts, 7/8" D, 8" long | EA | 6.76
050523901380 | METALS | METAL FASTENINGS | METAL FASTENINGS | Anchor bolts, 7/8" D, 12" long | EA | 9.68
050523901400 | METALS | METAL FASTENINGS | METAL FASTENINGS | Anchor bolts, 7/8" D, 18" long | EA | 11.6
050523901420 | METALS | METAL FASTENINGS | METAL FASTENINGS | Anchor bolts, 7/8" D, 24" long | EA | 13.41
050523901440 | METALS | METAL FASTENINGS | METAL FASTENINGS | Anchor bolts, 1" D, 12" long | EA | 17.02
050523901460 | METALS | METAL FASTENINGS | METAL FASTENINGS | Anchor bolts, 1" D, 18" long | EA | 20.7
050523901480 | METALS | METAL FASTENINGS | METAL FASTENINGS | Anchor bolts, 1" D, 24" long | EA | 23.03
050523901500 | METALS | METAL FASTENINGS | METAL FASTENINGS | Anchor bolts, 1" D, 36" long | EA | 33.99
050523904000 | METALS | METAL FASTENINGS | METAL FASTENINGS | Expansion shield, 1/4" | EA | 0.88
050523904020 | METALS | METAL FASTENINGS | METAL FASTENINGS | Expansion shield, 3/8" | EA | 1.46
050523904040 | METALS | METAL FASTENINGS | METAL FASTENINGS | Expansion shield, 1/2" | EA | 2.86
050523904060 | METALS | METAL FASTENINGS | METAL FASTENINGS | Expansion shield, 5/8" | EA | 4.16
050523904080 | METALS | METAL FASTENINGS | METAL FASTENINGS | Expansion shield, 3/4" | EA | 5.08
050523904100 | METALS | METAL FASTENINGS | METAL FASTENINGS | Expansion shield, 1" | EA | 6.88
050523904500 | METALS | METAL FASTENINGS | METAL FASTENINGS | Non-drilling anchor, 1/4" | EA | 0.91
050523904540 | METALS | METAL FASTENINGS | METAL FASTENINGS | Non-drilling anchor, 3/8" | EA | 1.12
050523904560 | METALS | METAL FASTENINGS | METAL FASTENINGS | Non-drilling anchor, 1/2" | EA | 1.72
050523904580 | METALS | METAL FASTENINGS | METAL FASTENINGS | Non-drilling anchor, 5/8" | EA | 2.83
050523904600 | METALS | METAL FASTENINGS | METAL FASTENINGS | Non-drilling anchor, 3/4" | EA | 4.85
050523907020 | METALS | METAL FASTENINGS | METAL FASTENINGS | Self drilling anchor, 1/4" | EA | 2.28
050523907040 | METALS | METAL FASTENINGS | METAL FASTENINGS | Self drilling anchor, 5/16" | EA | 2.85
050523907060 | METALS | METAL FASTENINGS | METAL FASTENINGS | Self drilling anchor, 3/8" | EA | 3.42
050523907080 | METALS | METAL FASTENINGS | METAL FASTENINGS | Self drilling anchor, 1/2" | EA | 4.56
050523907100 | METALS | METAL FASTENINGS | METAL FASTENINGS | Self drilling anchor, 5/8" | EA | 8.65
050523907120 | METALS | METAL FASTENINGS | METAL FASTENINGS | Self drilling anchor, 3/4" | EA | 11.36
050523907140 | METALS | METAL FASTENINGS | METAL FASTENINGS | Self drilling anchor, 7/8" | EA | 15.91
050523908040 | METALS | METAL FASTENINGS | METAL FASTENINGS | Channel door frame, with anchors | LB | 3.14
050523908060 | METALS | METAL FASTENINGS | METAL FASTENINGS | Corner guard angle, with anchors | LB | 3.48
050524000100 | METALS | METAL FASTENINGS | METAL LINTELS | Lintels, steel, plain | LB | 4.17
050524000120 | METALS | METAL FASTENINGS | METAL LINTELS | Lintels, steel, galvanized | LB | 4.61
051200100120 | METALS | STRUCTURAL STEEL | STRUCTURAL STEEL | Beams and girders, A-36, welded | TON | 5251
051200100140 | METALS | STRUCTURAL STEEL | STRUCTURAL STEEL | Beams and girders, A-36, bolted | TON | 5038
051200100190 | METALS | STRUCTURAL STEEL | STRUCTURAL STEEL | Beams and girders, A-36, columns, pipe, 6" dia | LB | 3.2
051200100200 | METALS | STRUCTURAL STEEL | STRUCTURAL STEEL | Beams and girders, A-36, columns, pipe, 12" dia | LB | 2.71
051200100230 | METALS | STRUCTURAL STEEL | STRUCTURAL STEEL | Purlins and girts, welded | TON | 6087
051200100240 | METALS | STRUCTURAL STEEL | STRUCTURAL STEEL | Purlins and girts, bolted | TON | 5835
051200101020 | METALS | STRUCTURAL STEEL | STRUCTURAL STEEL | Column base plates, up to 150 lb each | LB | 3.09
051200101040 | METALS | STRUCTURAL STEEL | STRUCTURAL STEEL | Column base plates, over 150 lb each | LB | 2.76
051200101220 | METALS | STRUCTURAL STEEL | STRUCTURAL STEEL | Structural pipe, 3" to 5" o.d. | TON | 6851
051200101240 | METALS | STRUCTURAL STEEL | STRUCTURAL STEEL | Structural pipe, 6" to 12" o.d. | TON | 5902
051200101320 | METALS | STRUCTURAL STEEL | STRUCTURAL STEEL | Structural tube, 6" square, light sections | TON | 7115
051200101340 | METALS | STRUCTURAL STEEL | STRUCTURAL STEEL | Structural tube, 6" square, heavy sections | TON | 6665
051200101360 | METALS | STRUCTURAL STEEL | STRUCTURAL STEEL | Structural tube, 6" wide rectangular, light | TON | 7261
051200101380 | METALS | STRUCTURAL STEEL | STRUCTURAL STEEL | Structural tube, 6" wide rectangular, heavy | TON | 6476
051200101400 | METALS | STRUCTURAL STEEL | STRUCTURAL STEEL | Str tube, larger than 6" wide rectangular, light | TON | 7620
051200101420 | METALS | STRUCTURAL STEEL | STRUCTURAL STEEL | Str tube, larger than 6" wide rectangular, heavy | TON | 6835
051200101520 | METALS | STRUCTURAL STEEL | STRUCTURAL STEEL | Miscellaneous structural shapes, steel angle | TON | 6553
051200101540 | METALS | STRUCTURAL STEEL | STRUCTURAL STEEL | Miscellaneous structural shapes, steel plate | TON | 6203
051200106000 | METALS | STRUCTURAL STEEL | STRUCTURAL STEEL | Trusses, field welded, 60 lb/lf | TON | 7013
051200106020 | METALS | STRUCTURAL STEEL | STRUCTURAL STEEL | Trusses, field welded, 100 lb/lf | TON | 6039
051200106040 | METALS | STRUCTURAL STEEL | STRUCTURAL STEEL | Trusses, field welded, 150 lb/lf | TON | 5576
051200106060 | METALS | STRUCTURAL STEEL | STRUCTURAL STEEL | Trusses, bolted, 60 lb/lf | TON | 6798
051200106080 | METALS | STRUCTURAL STEEL | STRUCTURAL STEEL | Trusses, bolted, 100 lb/lf | TON | 5877
051200106100 | METALS | STRUCTURAL STEEL | STRUCTURAL STEEL | Trusses, bolted, 150 lb/lf | TON | 5479
051200109100 | METALS | STRUCTURAL STEEL | STRUCTURAL STEEL | Add for galvanizing | TON | 886
051501100120 | METALS | WIRE ROPE ASSEMBLIES | WIRE ROPE | Wire Rope, Galvanized, 1/16" | LF | 0.41
051501100130 | METALS | WIRE ROPE ASSEMBLIES | WIRE ROPE | Wire Rope, Galvanized, 1/8" | LF | 0.91
051501100140 | METALS | WIRE ROPE ASSEMBLIES | WIRE ROPE | Wire Rope, Galvanized, 31/16" | LF | 1.2
051501100160 | METALS | WIRE ROPE ASSEMBLIES | WIRE ROPE | Wire Rope, Galvanized, 1/4" | LF | 1.51
051501100180 | METALS | WIRE ROPE ASSEMBLIES | WIRE ROPE | Wire Rope, Galvanized, 5/16" | LF | 2.1
051501100200 | METALS | WIRE ROPE ASSEMBLIES | WIRE ROPE | Wire Rope, Galvanized, 3/8" | LF | 2.51
051501100220 | METALS | WIRE ROPE ASSEMBLIES | WIRE ROPE | Wire Rope, Galvanized, 1/2" | LF | 2.74
051501100240 | METALS | WIRE ROPE ASSEMBLIES | WIRE ROPE | Wire Rope, Galvanized, 5/8" | LF | 3.07
051501100260 | METALS | WIRE ROPE ASSEMBLIES | WIRE ROPE | Wire Rope, Galvanized, 3/4" | LF | 5.06
051501100280 | METALS | WIRE ROPE ASSEMBLIES | WIRE ROPE | Wire Rope, Galvanized, 1-1/4" | LF | 13.25
051501100320 | METALS | WIRE ROPE ASSEMBLIES | WIRE ROPE | Wire Rope, Stainless, 1/16" | LF | 0.31
051501100340 | METALS | WIRE ROPE ASSEMBLIES | WIRE ROPE | Wire Rope, Stainless, 1/8" | LF | 1.01
051501100360 | METALS | WIRE ROPE ASSEMBLIES | WIRE ROPE | Wire Rope, Stainless, 3/16" | LF | 1.33
051501100380 | METALS | WIRE ROPE ASSEMBLIES | WIRE ROPE | Wire Rope, Stainless, 1/4" | LF | 1.67
051501100400 | METALS | WIRE ROPE ASSEMBLIES | WIRE ROPE | Wire Rope, Stainless, 5/16" | LF | 2.33
051501100420 | METALS | WIRE ROPE ASSEMBLIES | WIRE ROPE | Wire Rope, Stainless, 3/8" | LF | 2.78
051501100440 | METALS | WIRE ROPE ASSEMBLIES | WIRE ROPE | Wire Rope, Stainless, 1/2" | LF | 3.03
051501100460 | METALS | WIRE ROPE ASSEMBLIES | WIRE ROPE | Wire Rope, Stainless, 5/8" | LF | 3.71
051501100480 | METALS | WIRE ROPE ASSEMBLIES | WIRE ROPE | Wire Rope, Stainless, 3/4" | LF | 5.62
051501100490 | METALS | WIRE ROPE ASSEMBLIES | WIRE ROPE | Wire Rope, Stainless, 1-1/4" | LF | 14.71
051501100540 | METALS | WIRE ROPE ASSEMBLIES | WIRE ROPE | Wire Rope, Coated, 1/16" | LF | 0.53
051501100560 | METALS | WIRE ROPE ASSEMBLIES | WIRE ROPE | Wire Rope, Coated, 1/8" | LF | 1.13
051501100580 | METALS | WIRE ROPE ASSEMBLIES | WIRE ROPE | Wire Rope, Coated, 3/16" | LF | 1.8
051501101320 | METALS | WIRE ROPE ASSEMBLIES | WIRE ROPE | Wire Rope, Clips, 1/16" | EA | 1.68
051501101340 | METALS | WIRE ROPE ASSEMBLIES | WIRE ROPE | Wire Rope, Clips, 1/8" | EA | 1.86
051501101360 | METALS | WIRE ROPE ASSEMBLIES | WIRE ROPE | Wire Rope, Clips, 3/16" | EA | 1.92
051501101380 | METALS | WIRE ROPE ASSEMBLIES | WIRE ROPE | Wire Rope, Clips, 1/4" | EA | 1.9
051501101400 | METALS | WIRE ROPE ASSEMBLIES | WIRE ROPE | Wire Rope, Clips, 5/16" | EA | 3.27
051501101420 | METALS | WIRE ROPE ASSEMBLIES | WIRE ROPE | Wire Rope, Clips, 3/8" | EA | 2.31
051501101440 | METALS | WIRE ROPE ASSEMBLIES | WIRE ROPE | Wire Rope, Clips, 1/2" | EA | 2.83
051501101460 | METALS | WIRE ROPE ASSEMBLIES | WIRE ROPE | Wire Rope, Clips, 5/8" | EA | 4.93
051501101480 | METALS | WIRE ROPE ASSEMBLIES | WIRE ROPE | Wire Rope, Clips, 3/4" | EA | 7.68
051501101500 | METALS | WIRE ROPE ASSEMBLIES | WIRE ROPE | Wire Rope, Clips, 1-1/4" | EA | 12.86
051501101580 | METALS | WIRE ROPE ASSEMBLIES | WIRE ROPE | Wire Rope, Thimbles, 1/16" | EA | 0.93
051501101600 | METALS | WIRE ROPE ASSEMBLIES | WIRE ROPE | Wire Rope, Thimbles, 1/4" | EA | 1.22
051501101620 | METALS | WIRE ROPE ASSEMBLIES | WIRE ROPE | Wire Rope, Thimbles, 5/16" | EA | 1.31
051501101640 | METALS | WIRE ROPE ASSEMBLIES | WIRE ROPE | Wire Rope, Thimbles, 3/8" | EA | 1.8
051501101660 | METALS | WIRE ROPE ASSEMBLIES | WIRE ROPE | Wire Rope, Thimbles, 1/2" | EA | 2.24
051501101680 | METALS | WIRE ROPE ASSEMBLIES | WIRE ROPE | Wire Rope, Thimbles, 5/8" | EA | 6.03
051501101700 | METALS | WIRE ROPE ASSEMBLIES | WIRE ROPE | Wire Rope, Thimbles, 3/4" | EA | 5.91
051501101720 | METALS | WIRE ROPE ASSEMBLIES | WIRE ROPE | Wire Rope, Thimbles, 1-1/4" | EA | 16.37
051501101760 | METALS | WIRE ROPE ASSEMBLIES | WIRE ROPE | Wire Rope, Sleeves, 1/16" | EA | 0.36
051501101780 | METALS | WIRE ROPE ASSEMBLIES | WIRE ROPE | Wire Rope, Sleeves, 1/8" | EA | 0.91
051501101800 | METALS | WIRE ROPE ASSEMBLIES | WIRE ROPE | Wire Rope, Sleeves, 3/16" | EA | 0.84
051501101820 | METALS | WIRE ROPE ASSEMBLIES | WIRE ROPE | Wire Rope, Sleeves, 1/4" | EA | 1.05
051501101840 | METALS | WIRE ROPE ASSEMBLIES | WIRE ROPE | Wire Rope, Sleeves, 5/16" | EA | 2.15
051501101860 | METALS | WIRE ROPE ASSEMBLIES | WIRE ROPE | Wire Rope, Sleeves, 3/8" | EA | 2.32
051501101880 | METALS | WIRE ROPE ASSEMBLIES | WIRE ROPE | Wire Rope, Sleeves, 1/2" | EA | 2.39
051501101900 | METALS | WIRE ROPE ASSEMBLIES | WIRE ROPE | Wire Rope, Sleeves, 5/8" | EA | 2.57
051501101920 | METALS | WIRE ROPE ASSEMBLIES | WIRE ROPE | Wire Rope, Sleeves, 3/4" | EA | 2.7
051501101940 | METALS | WIRE ROPE ASSEMBLIES | WIRE ROPE | Wire Rope, Sleeves, 1-1/4" | EA | 2.83
052100100100 | METALS | STEEL JOIST FRAMING | METAL JOISTS | Joist, DLH series | TON | 3574
052100100120 | METALS | STEEL JOIST FRAMING | METAL JOISTS | Joist, K series | TON | 3675
052100100140 | METALS | STEEL JOIST FRAMING | METAL JOISTS | Joist, LH series | TON | 3574
053100100100 | METALS | STEEL DECKING | METAL DECKING | Roof, 1-1/2" d, non-composite/cellular, 16 ga, primed | SF | 7.28
053100100120 | METALS | STEEL DECKING | METAL DECKING | Roof, 1-1/2" d, non-composite/cellular, 16 ga, galv | SF | 7.55
053100100140 | METALS | STEEL DECKING | METAL DECKING | Roof, 1-1/2" d, non-composite/cellular, 18 ga, primed | SF | 6.08
053100100200 | METALS | STEEL DECKING | METAL DECKING | Roof, 1-1/2" d, non-composite/cellular, 18 ga, galv | SF | 6.5
053100100220 | METALS | STEEL DECKING | METAL DECKING | Roof, 1-1/2" d, non-composite/cellular, 20 ga, primed | SF | 4.94
053100100240 | METALS | STEEL DECKING | METAL DECKING | Roof, 1-1/2" d, non-composite/cellular, 20 ga, galv | SF | 5.54
053100100260 | METALS | STEEL DECKING | METAL DECKING | Roof, 1-1/2" d, non-composite/cellular, 22 ga, primed | SF | 4.35
053100100270 | METALS | STEEL DECKING | METAL DECKING | Roof, 1-1/2" d, non-composite/cellular, 22 ga, galv | SF | 4.65
053100101020 | METALS | STEEL DECKING | METAL DECKING | Open type decking, galv, 1-1/2" d, 18 ga | SF | 6.32
053100101040 | METALS | STEEL DECKING | METAL DECKING | Open type decking, galv, 1-1/2" d, 20 ga | SF | 5.26
053100101060 | METALS | STEEL DECKING | METAL DECKING | Open type decking, galv, 1-1/2" d, 22 ga | SF | 5.1
053100101080 | METALS | STEEL DECKING | METAL DECKING | Open type decking, galv, 3" d, 16 ga | SF | 9
053100101100 | METALS | STEEL DECKING | METAL DECKING | Open type decking, galv, 3" d, 18 ga | SF | 8.59
053100101120 | METALS | STEEL DECKING | METAL DECKING | Open type decking, galv, 3" d, 20 ga | SF | 6.97
053100101140 | METALS | STEEL DECKING | METAL DECKING | Open type decking, galv, 3" d, 22 ga | SF | 6.82
053100101160 | METALS | STEEL DECKING | METAL DECKING | Open type decking, galv, 4-1/2" d, 16 ga | SF | 12.61
053100101180 | METALS | STEEL DECKING | METAL DECKING | Open type decking, galv, 4-1/2" d, 18 ga | SF | 10.8
053100101220 | METALS | STEEL DECKING | METAL DECKING | Open type decking, galv, 6" d, 16 ga | SF | 16.86
053100101240 | METALS | STEEL DECKING | METAL DECKING | Open type decking, galv, 6" d, 18 ga | SF | 14.97
053100101260 | METALS | STEEL DECKING | METAL DECKING | Open type decking, galv, 7-1/2" d, 16 ga | SF | 18.22
053100101280 | METALS | STEEL DECKING | METAL DECKING | Open type decking, galv, 7-1/2" d, 18 ga | SF | 17.3
053100102520 | METALS | STEEL DECKING | METAL DECKING | Cellular decking, 1-1/2" deep, galv, 18-18 ga | SF | 13.5
053100102530 | METALS | STEEL DECKING | METAL DECKING | Cellular decking, 1-1/2" deep, galv, 22-18 ga | SF | 12.48
053100102540 | METALS | STEEL DECKING | METAL DECKING | Cellular decking, 3" deep, galv, 16-16 ga | SF | 18.61
053100102550 | METALS | STEEL DECKING | METAL DECKING | Cellular decking, 3" deep, galv, 18-16 ga | SF | 17.62
053100102560 | METALS | STEEL DECKING | METAL DECKING | Cellular decking, 3" deep, galv, 18-18 ga | SF | 16.3
053100102570 | METALS | STEEL DECKING | METAL DECKING | Cellular decking, 3" deep, galv, 20-18 ga | SF | 14.73
053100102580 | METALS | STEEL DECKING | METAL DECKING | Cellular decking, 4-1/2" deep, galv, 16-16 ga | SF | 26.88
053100102590 | METALS | STEEL DECKING | METAL DECKING | Cellular decking, 4-1/2" deep, galv, 18-16 ga | SF | 24.96
053100102600 | METALS | STEEL DECKING | METAL DECKING | Cellular decking, 4-1/2" deep, galv, 18-18 ga | SF | 23.97
053100102610 | METALS | STEEL DECKING | METAL DECKING | Cellular decking, 4-1/2" deep, galv, 20-18 ga | SF | 22.01
053100103530 | METALS | STEEL DECKING | METAL DECKING | Non-cellular, composite deck, galv, 1-1/2" d, 18 ga | SF | 5.76
053100103540 | METALS | STEEL DECKING | METAL DECKING | Non-cellular, composite deck, galv, 1-1/2" d, 20 ga | SF | 5.42
053100103550 | METALS | STEEL DECKING | METAL DECKING | Non-cellular, composite deck, galv, 1-1/2" d, 22 ga | SF | 4.77
053100103570 | METALS | STEEL DECKING | METAL DECKING | Non-cellular, composite deck, galv, 3" d, 18 ga | SF | 7.43
053100103580 | METALS | STEEL DECKING | METAL DECKING | Non-cellular, composite deck, galv, 3" d, 20 ga | SF | 5.53
053100103590 | METALS | STEEL DECKING | METAL DECKING | Non-cellular, composite deck, galv, 3" d, 22 ga | SF | 4.88
053100103620 | METALS | STEEL DECKING | METAL DECKING | Slab form floor deck, 9/16" deep, 28 ga | SF | 3.65
053100103640 | METALS | STEEL DECKING | METAL DECKING | Slab form floor deck, 1-5/16" deep, 24 ga | SF | 4.53
053100103650 | METALS | STEEL DECKING | METAL DECKING | Slab form floor deck, 1-5/16" deep, 22 ga | SF | 5.03
054100100120 | METALS | COLD FORMED FRAMING | METAL FRAMING | Furring channel, beams & cols, galv, 3/4", 12" oc | SF | 8.79
054100100140 | METALS | COLD FORMED FRAMING | METAL FRAMING | Furring channel, beams & cols, galv, 3/4", 16" oc | SF | 7.93
054100100160 | METALS | COLD FORMED FRAMING | METAL FRAMING | Furring channel, walls, galv, 3/4", 12" oc | SF | 4.65
054100100170 | METALS | COLD FORMED FRAMING | METAL FRAMING | Furring channel, walls, galv, 3/4", 16" oc | SF | 3.85
054100100172 | METALS | COLD FORMED FRAMING | METAL FRAMING | Furring channel, walls, galv, 3/4", 24" oc | SF | 3.04
054100100174 | METALS | COLD FORMED FRAMING | METAL FRAMING | Furring channel, walls, galv, 1-1/2", 12" oc | SF | 4.99
054100100175 | METALS | COLD FORMED FRAMING | METAL FRAMING | Furring channel, walls, galv, 1-1/2", 16" oc | SF | 4.09
054100100176 | METALS | COLD FORMED FRAMING | METAL FRAMING | Furring channel, walls, galv, 1-1/2", 24" oc | SF | 3.2
054100102060 | METALS | COLD FORMED FRAMING | METAL FRAMING | Metal stud, load bearing, 12 ga, 16" oc, 2-1/2" | SF | 5.57
054100102080 | METALS | COLD FORMED FRAMING | METAL FRAMING | Metal stud, load bearing, 12 ga, 16" oc, 3-5/8" | SF | 5.91
054100102100 | METALS | COLD FORMED FRAMING | METAL FRAMING | Metal stud, load bearing, 12 ga, 16" oc, 4" | SF | 6.03
054100102120 | METALS | COLD FORMED FRAMING | METAL FRAMING | Metal stud, load bearing, 12 ga, 16" oc, 6" | SF | 7.06
054100102140 | METALS | COLD FORMED FRAMING | METAL FRAMING | Metal stud, load bearing, 12 ga, 16" oc, 8" | SF | 7.7
054100102160 | METALS | COLD FORMED FRAMING | METAL FRAMING | Metal stud, load bearing, 12 ga, 16" oc, 12" | SF | 9.29
054100102220 | METALS | COLD FORMED FRAMING | METAL FRAMING | Metal stud, load bearing, 14 ga, 16" oc, 2-1/2" | SF | 5.23
054100102240 | METALS | COLD FORMED FRAMING | METAL FRAMING | Metal stud, load bearing, 14 ga, 16" oc, 3-5/8" | SF | 5.51
054100102260 | METALS | COLD FORMED FRAMING | METAL FRAMING | Metal stud, load bearing, 14 ga, 16" oc, 4" | SF | 5.6
054100102280 | METALS | COLD FORMED FRAMING | METAL FRAMING | Metal stud, load bearing, 14 ga, 16" oc, 6" | SF | 6.53
054100102300 | METALS | COLD FORMED FRAMING | METAL FRAMING | Metal stud, load bearing, 14 ga, 16" oc, 8" | SF | 7.06
054100102320 | METALS | COLD FORMED FRAMING | METAL FRAMING | Metal stud, load bearing, 14 ga, 16" oc, 12" | SF | 8.45
054100102360 | METALS | COLD FORMED FRAMING | METAL FRAMING | Metal stud, load bearing, 16 ga, 16" oc, 2-1/2" | SF | 5.09
054100102380 | METALS | COLD FORMED FRAMING | METAL FRAMING | Metal stud, load bearing, 16 ga, 16" oc, 3-5/8" | SF | 5.35
054100102400 | METALS | COLD FORMED FRAMING | METAL FRAMING | Metal stud, load bearing, 16 ga, 16" oc, 4" | SF | 5.42
054100102420 | METALS | COLD FORMED FRAMING | METAL FRAMING | Metal stud, load bearing, 16 ga, 16" oc, 6" | SF | 6.32
054100102440 | METALS | COLD FORMED FRAMING | METAL FRAMING | Metal stud, load bearing, 16 ga, 16" oc, 8" | SF | 6.94
054100102460 | METALS | COLD FORMED FRAMING | METAL FRAMING | Metal stud, load bearing, 16 ga, 16" oc, 12" | SF | 8.1
054100102500 | METALS | COLD FORMED FRAMING | METAL FRAMING | Metal stud, load bearing, 18 ga, 16" oc, 2-1/2" | SF | 4.83
054100102520 | METALS | COLD FORMED FRAMING | METAL FRAMING | Metal stud, load bearing, 18 ga, 16" oc, 3-5/8" | SF | 5.09
054100102540 | METALS | COLD FORMED FRAMING | METAL FRAMING | Metal stud, load bearing, 18 ga, 16" oc, 4" | SF | 5.16
054100102560 | METALS | COLD FORMED FRAMING | METAL FRAMING | Metal stud, load bearing, 18 ga, 16" oc, 6" | SF | 6.01
054100102580 | METALS | COLD FORMED FRAMING | METAL FRAMING | Metal stud, load bearing, 18 ga, 16" oc, 8" | SF | 6.39
054100102600 | METALS | COLD FORMED FRAMING | METAL FRAMING | Metal stud, load bearing, 18 ga, 16" oc, 12" | SF | 7.4
054100102640 | METALS | COLD FORMED FRAMING | METAL FRAMING | Metal stud, load bearing, 20 ga, 16" oc, 2-1/2" | SF | 4.45
054100102660 | METALS | COLD FORMED FRAMING | METAL FRAMING | Metal stud, load bearing, 20 ga, 16" oc, 3-5/8" | SF | 4.6
054100102680 | METALS | COLD FORMED FRAMING | METAL FRAMING | Metal stud, load bearing, 20 ga, 16" oc, 4" | SF | 4.69
054100102700 | METALS | COLD FORMED FRAMING | METAL FRAMING | Metal stud, load bearing, 20 ga, 16" oc, 6" | SF | 5.37
054100102720 | METALS | COLD FORMED FRAMING | METAL FRAMING | Metal stud, load bearing, 20 ga, 16" oc, 8" | SF | 5.61
054100102740 | METALS | COLD FORMED FRAMING | METAL FRAMING | Metal stud, load bearing, 20 ga, 16" oc, 12" | SF | 6.35
054100102800 | METALS | COLD FORMED FRAMING | METAL FRAMING | Metal stud, load bearing, 12 ga, 16" oc, 2-1/2" | SF | 4.5
054100102820 | METALS | COLD FORMED FRAMING | METAL FRAMING | Metal stud, load bearing, 12 ga, 16" oc, 3-5/8" | SF | 4.74
054100102840 | METALS | COLD FORMED FRAMING | METAL FRAMING | Metal stud, load bearing, 12 ga, 16" oc, 4" | SF | 4.82
054100102860 | METALS | COLD FORMED FRAMING | METAL FRAMING | Metal stud, load bearing, 12 ga, 16" oc, 6" | SF | 5.49
054100102880 | METALS | COLD FORMED FRAMING | METAL FRAMING | Metal stud, load bearing, 12 ga, 16" oc, 8" | SF | 5.94
054100102900 | METALS | COLD FORMED FRAMING | METAL FRAMING | Metal stud, load bearing, 12 ga, 16" oc, 12" | SF | 7.05
054100102940 | METALS | COLD FORMED FRAMING | METAL FRAMING | Metal stud, load bearing, 14 ga, 16" oc, 2-1/2" | SF | 4.27
054100102960 | METALS | COLD FORMED FRAMING | METAL FRAMING | Metal stud, load bearing, 14 ga, 16" oc, 3-5/8" | SF | 4.46
054100102980 | METALS | COLD FORMED FRAMING | METAL FRAMING | Metal stud, load bearing, 14 ga, 16" oc, 4" | SF | 4.53
054100103000 | METALS | COLD FORMED FRAMING | METAL FRAMING | Metal stud, load bearing, 14 ga, 16" oc, 6" | SF | 5.12
054100103020 | METALS | COLD FORMED FRAMING | METAL FRAMING | Metal stud, load bearing, 14 ga, 16" oc, 8" | SF | 5.49
054100103040 | METALS | COLD FORMED FRAMING | METAL FRAMING | Metal stud, load bearing, 14 ga, 16" oc, 12" | SF | 6.45
054100103080 | METALS | COLD FORMED FRAMING | METAL FRAMING | Metal stud, load bearing, 16 ga, 16" oc, 2-1/2" | SF | 4.15
054100103100 | METALS | COLD FORMED FRAMING | METAL FRAMING | Metal stud, load bearing, 16 ga, 16" oc, 3-5/8" | SF | 4.33
054100103120 | METALS | COLD FORMED FRAMING | METAL FRAMING | Metal stud, load bearing, 16 ga, 16" oc, 4" | SF | 4.4
054100103140 | METALS | COLD FORMED FRAMING | METAL FRAMING | Metal stud, load bearing, 16 ga, 16" oc, 6" | SF | 4.93
054100103160 | METALS | COLD FORMED FRAMING | METAL FRAMING | Metal stud, load bearing, 16 ga, 16" oc, 8" | SF | 5.32
054100103180 | METALS | COLD FORMED FRAMING | METAL FRAMING | Metal stud, load bearing, 16 ga, 16" oc, 12" | SF | 5.63
054100103220 | METALS | COLD FORMED FRAMING | METAL FRAMING | Metal stud, load bearing, 18 ga, 16" oc, 2-1/2" | SF | 3.95
054100103240 | METALS | COLD FORMED FRAMING | METAL FRAMING | Metal stud, load bearing, 18 ga, 16" oc, 3-5/8" | SF | 4.08
054100103260 | METALS | COLD FORMED FRAMING | METAL FRAMING | Metal stud, load bearing, 18 ga, 16" oc, 4" | SF | 4.15
054100103280 | METALS | COLD FORMED FRAMING | METAL FRAMING | Metal stud, load bearing, 18 ga, 16" oc, 6" | SF | 4.67
054100103300 | METALS | COLD FORMED FRAMING | METAL FRAMING | Metal stud, load bearing, 18 ga, 16" oc, 8" | SF | 4.93
054100103320 | METALS | COLD FORMED FRAMING | METAL FRAMING | Metal stud, load bearing, 18 ga, 16" oc, 12" | SF | 5.24
054100103360 | METALS | COLD FORMED FRAMING | METAL FRAMING | Metal stud, load bearing, 20 ga, 16" oc, 2-1/2" | SF | 3.67
054100103380 | METALS | COLD FORMED FRAMING | METAL FRAMING | Metal stud, load bearing, 20 ga, 16" oc, 3-5/8" | SF | 3.73
054100103400 | METALS | COLD FORMED FRAMING | METAL FRAMING | Metal stud, load bearing, 20 ga, 16" oc, 4" | SF | 3.79
054100103420 | METALS | COLD FORMED FRAMING | METAL FRAMING | Metal stud, load bearing, 20 ga, 16" oc, 6" | SF | 4.25
054100103440 | METALS | COLD FORMED FRAMING | METAL FRAMING | Metal stud, load bearing, 20 ga, 16" oc, 8" | SF | 4.43
054100103460 | METALS | COLD FORMED FRAMING | METAL FRAMING | Metal stud, load bearing, 20 ga, 16" oc, 12" | SF | 4.74
054100108040 | METALS | COLD FORMED FRAMING | METAL FRAMING | Metal track, load bearing, 12 ga., 2-1/2" | LF | 3.16
054100108060 | METALS | COLD FORMED FRAMING | METAL FRAMING | Metal track, load bearing, 12 ga., 3-5/8" | LF | 3.5
054100108080 | METALS | COLD FORMED FRAMING | METAL FRAMING | Metal track, load bearing, 12 ga., 4" | LF | 3.62
054100108100 | METALS | COLD FORMED FRAMING | METAL FRAMING | Metal track, load bearing, 12 ga., 6" | LF | 4.23
054100108120 | METALS | COLD FORMED FRAMING | METAL FRAMING | Metal track, load bearing, 12 ga., 8" | LF | 4.87
054100108140 | METALS | COLD FORMED FRAMING | METAL FRAMING | Metal track, load bearing, 12 ga., 12" | LF | 6.05
054100108180 | METALS | COLD FORMED FRAMING | METAL FRAMING | Metal track, load bearing, 14 ga., 2-1/2" | LF | 2.82
054100108200 | METALS | COLD FORMED FRAMING | METAL FRAMING | Metal track, load bearing, 14 ga., 3-5/8" | LF | 3.1
054100108220 | METALS | COLD FORMED FRAMING | METAL FRAMING | Metal track, load bearing, 14 ga., 4" | LF | 3.19
054100108240 | METALS | COLD FORMED FRAMING | METAL FRAMING | Metal track, load bearing, 14 ga., 6" | LF | 3.7
054100108260 | METALS | COLD FORMED FRAMING | METAL FRAMING | Metal track, load bearing, 14 ga., 8" | LF | 4.23
054100108280 | METALS | COLD FORMED FRAMING | METAL FRAMING | Metal track, load bearing, 14 ga., 12" | LF | 5.21
054100108320 | METALS | COLD FORMED FRAMING | METAL FRAMING | Metal track, load bearing, 16 ga., 2-1/2" | LF | 2.68
054100108340 | METALS | COLD FORMED FRAMING | METAL FRAMING | Metal track, load bearing, 16 ga., 3-5/8" | LF | 2.94
054100108360 | METALS | COLD FORMED FRAMING | METAL FRAMING | Metal track, load bearing, 16 ga., 4" | LF | 3.01
054100108380 | METALS | COLD FORMED FRAMING | METAL FRAMING | Metal track, load bearing, 16 ga., 6" | LF | 3.49
054100108400 | METALS | COLD FORMED FRAMING | METAL FRAMING | Metal track, load bearing, 16 ga., 8" | LF | 4.11
054100108420 | METALS | COLD FORMED FRAMING | METAL FRAMING | Metal track, load bearing, 16 ga., 12" | LF | 4.86
054100108460 | METALS | COLD FORMED FRAMING | METAL FRAMING | Metal track, load bearing, 18 ga., 2-1/2" | LF | 2.42
054100108480 | METALS | COLD FORMED FRAMING | METAL FRAMING | Metal track, load bearing, 18 ga., 3-5/8" | LF | 2.68
054100108500 | METALS | COLD FORMED FRAMING | METAL FRAMING | Metal track, load bearing, 18 ga., 4" | LF | 2.75
054100108520 | METALS | COLD FORMED FRAMING | METAL FRAMING | Metal track, load bearing, 18 ga., 6" | LF | 3.18
054100108540 | METALS | COLD FORMED FRAMING | METAL FRAMING | Metal track, load bearing, 18 ga., 8" | LF | 3.56
054100108560 | METALS | COLD FORMED FRAMING | METAL FRAMING | Metal track, load bearing, 18 ga., 12" | LF | 4.16
054100108620 | METALS | COLD FORMED FRAMING | METAL FRAMING | Metal track, load bearing, 20 ga., 2-1/2" | LF | 2.04
054100108640 | METALS | COLD FORMED FRAMING | METAL FRAMING | Metal track, load bearing, 20 ga., 3-5/8" | LF | 2.19
054100108660 | METALS | COLD FORMED FRAMING | METAL FRAMING | Metal track, load bearing, 20 ga., 4" | LF | 2.28
054100108680 | METALS | COLD FORMED FRAMING | METAL FRAMING | Metal track, load bearing, 20 ga., 6" | LF | 2.54
054100108700 | METALS | COLD FORMED FRAMING | METAL FRAMING | Metal track, load bearing, 20 ga., 8" | LF | 2.78
054100108720 | METALS | COLD FORMED FRAMING | METAL FRAMING | Metal track, load bearing, 20 ga., 12" | LF | 3.11
055100101020 | METALS | METAL FABRICATIONS | STAIRS | Stair, stock, steel, comp, per riser, tread, 3'-6" wide | EA | 413
055100101040 | METALS | METAL FABRICATIONS | STAIRS | Stair, stock, steel, comp, per riser, tread, 4' wide | EA | 476
055100101060 | METALS | METAL FABRICATIONS | STAIRS | Stair, stock, steel, comp, per riser, tread, 5' wide | EA | 552
055100101220 | METALS | METAL FABRICATIONS | STAIRS | Stair, metal pan, cement filled, per riser, 3'-6" wide | EA | 412
055100101240 | METALS | METAL FABRICATIONS | STAIRS | Stair, metal pan, cement filled, per riser, 4' wide | EA | 474
055100101260 | METALS | METAL FABRICATIONS | STAIRS | Stair, metal pan, cement filled, per riser, 5' wide | EA | 530
055100101280 | METALS | METAL FABRICATIONS | STAIRS | Stair, landing, steel pan, conv | SF | 131
055100101320 | METALS | METAL FABRICATIONS | STAIRS | Stair, CI tread, steel stringers, stock, 3'-6" wide | EA | 594
055100101340 | METALS | METAL FABRICATIONS | STAIRS | Stair, CI tread, steel stringers, stock, 4' wide | EA | 680
055100101360 | METALS | METAL FABRICATIONS | STAIRS | Stair, CI tread, steel stringers, stock, 5' wide | EA | 814
055100101420 | METALS | METAL FABRICATIONS | STAIRS | Stair treads, 12"x 3'-6", abrasive surf, CI, 3/8" | EA | 275
055100101440 | METALS | METAL FABRICATIONS | STAIRS | Stair treads, 12"x 3'-6", abrasive surf, CI, 1/2" | EA | 336
055100101460 | METALS | METAL FABRICATIONS | STAIRS | Stair treads, 12"x 3'-6', abrasive surf, CA, 5/16" | EA | 306
055100101480 | METALS | METAL FABRICATIONS | STAIRS | Stair treads, 12"x 3'-6', abrasive surf, CA, 3/8" | EA | 325
055100101500 | METALS | METAL FABRICATIONS | STAIRS | Stair treads, 12"x 3'-6', abrasive surf, CA, 1/2" | EA | 377
055133100110 | METALS | METAL FABRICATIONS | LADDERS | Ladder, 18" wide, with cage | LF | 195
055133100120 | METALS | METAL FABRICATIONS | LADDERS | Ladder, 18" wide, without cage | LF | 130
055213100100 | METALS | METAL RAILINGS | RAILINGS | Railing, pipe, 1-1/4" D, welded, 2 rail, primed | LF | 60.4
055213100120 | METALS | METAL RAILINGS | RAILINGS | Railing, pipe, 1-1/4" D, welded, 2 rail, galv | LF | 72.57
055213100140 | METALS | METAL RAILINGS | RAILINGS | Railing, pipe, 1-1/4" D, welded, 3 rail, primed | LF | 76.71
055213100160 | METALS | METAL RAILINGS | RAILINGS | Railing, pipe, 1-1/4" D, welded, 3 rail, galv | LF | 93.5
055213100180 | METALS | METAL RAILINGS | RAILINGS | Railing, 1-1/4" D, wall mounted, welded, primed | LF | 41.96
055213100200 | METALS | METAL RAILINGS | RAILINGS | Railing, 1-1/4" D, wall mounted, welded, galv | LF | 50.73
055213100220 | METALS | METAL RAILINGS | RAILINGS | Railing, pipe, 1-1/2" D, welded, 2 rail, primed | LF | 64.05
055213100240 | METALS | METAL RAILINGS | RAILINGS | Railing, pipe, 1-1/2" D, welded, 2 rail, galv | LF | 78.3
055213100250 | METALS | METAL RAILINGS | RAILINGS | Railing, pipe, 1-1/2" D, welded, 3 rail, primed | LF | 80.36
055213100260 | METALS | METAL RAILINGS | RAILINGS | Railing, pipe, 1-1/2" D, welded, 3 rail, galv | LF | 98.26
055213100280 | METALS | METAL RAILINGS | RAILINGS | Railing, 1-1/2" D, wall mounted, welded, primed | LF | 42.89
055213100300 | METALS | METAL RAILINGS | RAILINGS | Railing, 1-1/2" D, wall mounted, welded, galv | LF | 51.94
055213101000 | METALS | METAL RAILINGS | RAILINGS | Railing, pipe, 2" D, welded, 2-rail, primed | LF | 75.23
055213101020 | METALS | METAL RAILINGS | RAILINGS | Railing, pipe, 2" D, welded, 2-rail, galv | LF | 92.28
055213101040 | METALS | METAL RAILINGS | RAILINGS | Railing, pipe, 2" D, welded, 3-rail, primed | LF | 95.55
055213101070 | METALS | METAL RAILINGS | RAILINGS | Railing, pipe, 2" D, welded, 3-rail, galv | LF | 117
055213101080 | METALS | METAL RAILINGS | RAILINGS | Railing, 2" D, wall mounted, welded, primed | LF | 46.5
055213101100 | METALS | METAL RAILINGS | RAILINGS | Railing, 2" D, wall mounted, welded, galv | LF | 56.24
055300100240 | METALS | METAL GRATINGS | METAL GRATING | Metal grating, floor plate, checkered, 1/4", primed | SF | 17.05
055300100260 | METALS | METAL GRATINGS | METAL GRATING | Metal grating, floor plate, checkered, 1/4", galv | SF | 25.22
055300100280 | METALS | METAL GRATINGS | METAL GRATING | Metal grating, floor plate, checkered, 3/8", primed | SF | 24.38
055300100300 | METALS | METAL GRATINGS | METAL GRATING | Metal grating, floor plate, checkered, 3/8", galv | SF | 37.82
055300101020 | METALS | METAL GRATINGS | METAL GRATING | Alum grating, press-locked bearing bars, 3/4"x 1/8" | SF | 37.12
055300101030 | METALS | METAL GRATINGS | METAL GRATING | Alum grating, press-locked bearing bars, 1"x 1/8" | SF | 41.32
055300101040 | METALS | METAL GRATINGS | METAL GRATING | Alum grtg, press-locked brg bars, 1-1/4"x 1/8" | SF | 58.15
055300101050 | METALS | METAL GRATINGS | METAL GRATING | Alum grtg, press-locked brg bars, 1-1/4"x 3/16" | SF | 60.95
055300101060 | METALS | METAL GRATINGS | METAL GRATING | Alum grtg, press-locked brg bars, 1-1/2"x 1/8" | SF | 79.17
055300101070 | METALS | METAL GRATINGS | METAL GRATING | Alum grtg, press-locked brg bars, 1-3/4"x 3/16" | SF | 45.53
055300102020 | METALS | METAL GRATINGS | METAL GRATING | Alum grating, misc expenses, cutting, minimum | LF | 5.52
055300102040 | METALS | METAL GRATINGS | METAL GRATING | Alum grating, misc expenses, cutting, maximum | LF | 8.28
055300102060 | METALS | METAL GRATINGS | METAL GRATING | Alum grating, misc expenses, banding, minimum | LF | 13.8
055300102080 | METALS | METAL GRATINGS | METAL GRATING | Alum grating, misc expenses, banding, maximum | LF | 16.56
055300102100 | METALS | METAL GRATINGS | METAL GRATING | Alum grating, misc expenses, toe plates, minimum | LF | 16.56
055300102120 | METALS | METAL GRATINGS | METAL GRATING | Alum grating, misc expenses, toe plates, maximum | LF | 20.7
055300103020 | METALS | METAL GRATINGS | METAL GRATING | Steel grating, primed, 3/4"x 1/8" | SF | 18.61
055300103040 | METALS | METAL GRATINGS | METAL GRATING | Steel grating, primed, 1"x 1/8" | SF | 19.13
055300103060 | METALS | METAL GRATINGS | METAL GRATING | Steel grating, primed, 1-1/4"x 1/8" | SF | 20.99
055300103080 | METALS | METAL GRATINGS | METAL GRATING | Steel grating, primed, 1-1/4"x 3/16" | SF | 27.01
055300103100 | METALS | METAL GRATINGS | METAL GRATING | Steel grating, primed, 1-1/2"x 1/8" | SF | 24.86
055300103120 | METALS | METAL GRATINGS | METAL GRATING | Steel grating, primed, 1-3/4"x 3/16" | SF | 34.32
055300103160 | METALS | METAL GRATINGS | METAL GRATING | Steel grating, galvanized, 3/4"x 1/8" | SF | 22.56
055300103180 | METALS | METAL GRATINGS | METAL GRATING | Steel grating, galvanized, 1"x 1/8" | SF | 23.24
055300103200 | METALS | METAL GRATINGS | METAL GRATING | Steel grating, galvanized, 1-1/4"x 1/8" | SF | 25.54
055300103220 | METALS | METAL GRATINGS | METAL GRATING | Steel grating, galvanized, 1-1/4"x 3/16" | SF | 33.08
055300103240 | METALS | METAL GRATINGS | METAL GRATING | Steel grating, galvanized, 1-1/2"x 1/8" | SF | 30.38
055300103320 | METALS | METAL GRATINGS | METAL GRATING | Steel grating, galvanized, 1-3/4"x 3/16" | SF | 42.23
055300103420 | METALS | METAL GRATINGS | METAL GRATING | Steel grating, misc expenses, cutting, minimum | LF | 5.91
055300103440 | METALS | METAL GRATINGS | METAL GRATING | Steel grating, misc expenses, cutting, maximum | LF | 9.2
055300103460 | METALS | METAL GRATINGS | METAL GRATING | Steel grating, misc expenses, banding, minimum | LF | 15.06
055300103480 | METALS | METAL GRATINGS | METAL GRATING | Steel grating, misc expenses, banding, maximum | LF | 18.4
055300103500 | METALS | METAL GRATINGS | METAL GRATING | Steel grating, misc expenses, toe plates, minimum | LF | 18.4
055300103520 | METALS | METAL GRATINGS | METAL GRATING | Steel grating, misc expenses, toe plates, maximum | LF | 23.66
055600101020 | METALS | METAL CASTINGS | CASTINGS | Miscellaneous castings, light sections | LB | 11.39
055600101040 | METALS | METAL CASTINGS | CASTINGS | Miscellaneous castings, heavy sections | LB | 8.3
055600101100 | METALS | METAL CASTINGS | CASTINGS | Manhole covers and frames, reg, city, 18" dia, 100 lb | EA | 939
055600101120 | METALS | METAL CASTINGS | CASTINGS | Manhole covers and frames, reg, city, 24" dia, 200 lb | EA | 885
055600101130 | METALS | METAL CASTINGS | CASTINGS | Manhole covers and frames, reg, city, 24" dia, 300 lb | EA | 921
055600101140 | METALS | METAL CASTINGS | CASTINGS | Manhole covers and frames, reg, city, 24" dia, 400 lb | EA | 960
055600101160 | METALS | METAL CASTINGS | CASTINGS | Manhole covers and frames, reg, city, 26" dia, 275 lb | EA | 1153
055600101180 | METALS | METAL CASTINGS | CASTINGS | Manhole covers and frames, reg, city, 30" dia, 620 lb | EA | 1442
055600101200 | METALS | METAL CASTINGS | CASTINGS | Manhole covers and frames, reg, city, 8" sq, 75 lb | EA | 378
055600101220 | METALS | METAL CASTINGS | CASTINGS | Manhole covers and frames, reg, city, 24" sq, 126 lb | EA | 914
055600101240 | METALS | METAL CASTINGS | CASTINGS | Manhole covers and frames, reg, city, 24" sq, 500 lb | EA | 1412
055600101420 | METALS | METAL CASTINGS | CASTINGS | Manhole covers/frames, watertight, 20" dia, 200 lb | EA | 833
055600101440 | METALS | METAL CASTINGS | CASTINGS | Manhole covers/frames, watertight, 24" dia, 350 lb | EA | 1336
055600101520 | METALS | METAL CASTINGS | CASTINGS | Manhole steps, cast iron, 7"x 9" | EA | 51.5
055600101540 | METALS | METAL CASTINGS | CASTINGS | Manhole steps, cast iron, 8"x 9" | EA | 68.31
055600101620 | METALS | METAL CASTINGS | CASTINGS | Manhole covers/frames, alum, 12"x 12" | EA | 203
055600101640 | METALS | METAL CASTINGS | CASTINGS | Manhole covers/frames, alum, 18"x 18" | EA | 210
055600101660 | METALS | METAL CASTINGS | CASTINGS | Manhole covers/frames, alum, 24"x 24" | EA | 236
055600101840 | METALS | METAL CASTINGS | CASTINGS | Manhole, corner protection, 2"x 2"x 1/4" | LF | 29.3
055600101860 | METALS | METAL CASTINGS | CASTINGS | Manhole, corner protection, 2"x 3"x 1/4" | LF | 31.65
055600101880 | METALS | METAL CASTINGS | CASTINGS | Manhole, corner protection, 3"x 3"x 5/16" | LF | 34.83
055600101900 | METALS | METAL CASTINGS | CASTINGS | Manhole, corner protection, 3"x 4"x 5/16" | LF | 40.37
055600101920 | METALS | METAL CASTINGS | CASTINGS | Manhole, corner protection, 4"x 4"x 5/16" | LF | 41.45
055900100100 | METALS | MISC. FABRICATIONS | METAL SPECIALTIES | Kick plate, 4" high x 1/4" thick, primed | LF | 25.2
055900100120 | METALS | MISC. FABRICATIONS | METAL SPECIALTIES | Kick plate, 4" high x 1/4" thick, galv | LF | 26.37
055900100140 | METALS | MISC. FABRICATIONS | METAL SPECIALTIES | Kick plate, 6" high x 1/4" thick, primed | LF | 27.29
055900100160 | METALS | MISC. FABRICATIONS | METAL SPECIALTIES | Kick plate, 6" high x 1/4" thick, galv | LF | 28.95
057300101040 | METALS | DECORATIVE METAL RAILINGS | ORNAMENTAL METAL | Rail, ornamental, 6" oc w/top rail, steel | LF | 140
057300101060 | METALS | DECORATIVE METAL RAILINGS | ORNAMENTAL METAL | Rail, ornamental, 6" oc w/top rail, aluminum | LF | 159
057300101080 | METALS | DECORATIVE METAL RAILINGS | ORNAMENTAL METAL | Rail, ornamental, 6" oc w/top rail, bronze | LF | 303
057300101100 | METALS | DECORATIVE METAL RAILINGS | ORNAMENTAL METAL | Rail, ornamental, 6" oc w/top rail, stainless | LF | 308
057300101220 | METALS | DECORATIVE METAL RAILINGS | ORNAMENTAL METAL | Laminated metal rails, 2-1/2" round or oval shape | LF | 336
060523100100 | WOOD AND PLASTICS | FASTENERS AND ADHESIVES | ACCESSORIES | Column base, cast aluminum, 4"x 4" | EA | 41.19
060523100120 | WOOD AND PLASTICS | FASTENERS AND ADHESIVES | ACCESSORIES | Column base, cast aluminum, 6"x 6" | EA | 49.36
060523100140 | WOOD AND PLASTICS | FASTENERS AND ADHESIVES | ACCESSORIES | Bridging, metal, per pair, 12" oc | EA | 11.1
060523100160 | WOOD AND PLASTICS | FASTENERS AND ADHESIVES | ACCESSORIES | Bridging, metal, per pair, 16" oc | EA | 10.13
060523101040 | WOOD AND PLASTICS | FASTENERS AND ADHESIVES | ACCESSORIES | Anchor bolt, threaded, incl nuts, 1/2" D, 4" long | EA | 8.87
060523101060 | WOOD AND PLASTICS | FASTENERS AND ADHESIVES | ACCESSORIES | Anchor bolt, threaded, incl nuts, 1/2" D, 7-1/2" long | EA | 9.48
060523101080 | WOOD AND PLASTICS | FASTENERS AND ADHESIVES | ACCESSORIES | Anchor bolts, threaded, incl nuts, 3/4" D, 7-1/2" L | EA | 12.51
060523101100 | WOOD AND PLASTICS | FASTENERS AND ADHESIVES | ACCESSORIES | Anchor bolts, threaded, incl nuts, 3/4" D, 15" L | EA | 16.24
060523101202 | WOOD AND PLASTICS | FASTENERS AND ADHESIVES | ACCESSORIES | Framing anchors, 10 gauge | EA | 8.42
060523101212 | WOOD AND PLASTICS | FASTENERS AND ADHESIVES | ACCESSORIES | Bolts, carriage, 1/8"x 4" | EA | 9.04
060523101214 | WOOD AND PLASTICS | FASTENERS AND ADHESIVES | ACCESSORIES | Bolt, carriage, 1/4"x 6" | EA | 10.54
060523101216 | WOOD AND PLASTICS | FASTENERS AND ADHESIVES | ACCESSORIES | Bolts, carriage, 3/8"x 6" | EA | 12.52
060523101218 | WOOD AND PLASTICS | FASTENERS AND ADHESIVES | ACCESSORIES | Bolts, carriage, 1/2"x 6" | EA | 14.06
060523101260 | WOOD AND PLASTICS | FASTENERS AND ADHESIVES | ACCESSORIES | Joist and beam hangers, 18 ga, 2 x 4 | EA | 9.79
060523101280 | WOOD AND PLASTICS | FASTENERS AND ADHESIVES | ACCESSORIES | Joist and beam hangers, 18 ga, 2 x 6 | EA | 10.11
060523101282 | WOOD AND PLASTICS | FASTENERS AND ADHESIVES | ACCESSORIES | Joist and beam hangers, 18 ga, 2 x 8 | EA | 10.43
060523101284 | WOOD AND PLASTICS | FASTENERS AND ADHESIVES | ACCESSORIES | Joist and beam hangers, 18 ga, 2 x 10 | EA | 11.51
060523101286 | WOOD AND PLASTICS | FASTENERS AND ADHESIVES | ACCESSORIES | Joist and beam hangers, 18 ga, 2 x 12 | EA | 14.31
060523101290 | WOOD AND PLASTICS | FASTENERS AND ADHESIVES | ACCESSORIES | Joist and beam hangers, 16 ga, 3 x 6 | EA | 15.17
060523101292 | WOOD AND PLASTICS | FASTENERS AND ADHESIVES | ACCESSORIES | Joist and beam hangers, 16 ga, 3 x 8 | EA | 16.47
060523101300 | WOOD AND PLASTICS | FASTENERS AND ADHESIVES | ACCESSORIES | Joist and beam hangers, 16 ga, 3 x 10 | EA | 17.96
060523101302 | WOOD AND PLASTICS | FASTENERS AND ADHESIVES | ACCESSORIES | Joist and beam hangers, 16 ga, 3 x 12 | EA | 20.3
060523101304 | WOOD AND PLASTICS | FASTENERS AND ADHESIVES | ACCESSORIES | Joist and beam hangers, 16 ga, 3 x 14 | EA | 21.85
060523101320 | WOOD AND PLASTICS | FASTENERS AND ADHESIVES | ACCESSORIES | Joist and beam hangers, 16 ga, 4 x 6 | EA | 18.57
060523101322 | WOOD AND PLASTICS | FASTENERS AND ADHESIVES | ACCESSORIES | Joist and beam hangers, 16 ga, 4 x 8 | EA | 20.15
060523101324 | WOOD AND PLASTICS | FASTENERS AND ADHESIVES | ACCESSORIES | Joist and beam hangers, 16 ga, 4 x 10 | EA | 22.27
060523101326 | WOOD AND PLASTICS | FASTENERS AND ADHESIVES | ACCESSORIES | Joist and beam hangers, 16 ga, 4 x 12 | EA | 27.26
060523101328 | WOOD AND PLASTICS | FASTENERS AND ADHESIVES | ACCESSORIES | Joist and beam hangers, 16 ga, 4 x 14 | EA | 28.84
060523101540 | WOOD AND PLASTICS | FASTENERS AND ADHESIVES | ACCESSORIES | Rafter anchors, 18 ga, 1-1/2" wide, 5-1/4" long | EA | 8.02
060523101560 | WOOD AND PLASTICS | FASTENERS AND ADHESIVES | ACCESSORIES | Rafter anchors, 18 ga, 1-1/2" wide, 10-3/4" long | EA | 8.58
060523101620 | WOOD AND PLASTICS | FASTENERS AND ADHESIVES | ACCESSORIES | Shear plates, 2-5/8" dia | EA | 10.52
060523101640 | WOOD AND PLASTICS | FASTENERS AND ADHESIVES | ACCESSORIES | Shear plates, 4" dia | EA | 15.61
060523101720 | WOOD AND PLASTICS | FASTENERS AND ADHESIVES | ACCESSORIES | Sill anchor, embedded in concrete | EA | 11.29
060523101820 | WOOD AND PLASTICS | FASTENERS AND ADHESIVES | ACCESSORIES | Split rings, 2-1/2" dia | EA | 11.65
060523101840 | WOOD AND PLASTICS | FASTENERS AND ADHESIVES | ACCESSORIES | Split rings, 4" dia | EA | 14.94
060523101920 | WOOD AND PLASTICS | FASTENERS AND ADHESIVES | ACCESSORIES | Strap ties, 14 ga, 1-3/8" wide, 12" long | EA | 10.02
060523101940 | WOOD AND PLASTICS | FASTENERS AND ADHESIVES | ACCESSORIES | Strap ties, 14 ga, 1-3/8" wide, 18" long | EA | 10.88
060523101960 | WOOD AND PLASTICS | FASTENERS AND ADHESIVES | ACCESSORIES | Strap ties, 14 ga, 1-3/8" wide, 24" long | EA | 13.29
060523101980 | WOOD AND PLASTICS | FASTENERS AND ADHESIVES | ACCESSORIES | Strap ties, 14 ga, 1-3/8" wide, 36" long | EA | 16.12
060523102020 | WOOD AND PLASTICS | FASTENERS AND ADHESIVES | ACCESSORIES | Toothed rings, 2-5/8" dia | EA | 16.59
060523102040 | WOOD AND PLASTICS | FASTENERS AND ADHESIVES | ACCESSORIES | Toothed rings, 4" dia | EA | 19.8
060573101020 | WOOD AND PLASTICS | FASTENERS AND ADHESIVES | WOOD TREATMENT | Creosote preservative treatment, 8 lb/cf | BF | 0.74
060573101040 | WOOD AND PLASTICS | FASTENERS AND ADHESIVES | WOOD TREATMENT | Creosote preservative treatment, 10 lb/cf | BF | 0.89
060573101080 | WOOD AND PLASTICS | FASTENERS AND ADHESIVES | WOOD TREATMENT | Salt preservative treatment, oil borne, minimum | BF | 0.68
060573101100 | WOOD AND PLASTICS | FASTENERS AND ADHESIVES | WOOD TREATMENT | Salt preservative treatment, oil borne, maximum | BF | 0.95
060573101140 | WOOD AND PLASTICS | FASTENERS AND ADHESIVES | WOOD TREATMENT | Salt preservative treatment, water borne, minimum | BF | 0.48
060573101150 | WOOD AND PLASTICS | FASTENERS AND ADHESIVES | WOOD TREATMENT | Salt preservative treatment, water borne, maximum | BF | 0.74
060573101220 | WOOD AND PLASTICS | FASTENERS AND ADHESIVES | WOOD TREATMENT | Fire retardant treated lumber, minimum | BF | 0.95
060573101240 | WOOD AND PLASTICS | FASTENERS AND ADHESIVES | WOOD TREATMENT | Fire retardant treated lumber, maximum | BF | 1.15
060573101320 | WOOD AND PLASTICS | FASTENERS AND ADHESIVES | WOOD TREATMENT | Kiln dried, soft wood, 1" thick | BF | 0.34
060573101340 | WOOD AND PLASTICS | FASTENERS AND ADHESIVES | WOOD TREATMENT | Kiln dried, soft wood, 2" thick | BF | 0.48
060573101360 | WOOD AND PLASTICS | FASTENERS AND ADHESIVES | WOOD TREATMENT | Kiln dried, soft wood, 3" thick | BF | 0.61
060573101380 | WOOD AND PLASTICS | FASTENERS AND ADHESIVES | WOOD TREATMENT | Kiln dried, soft wood, 4" thick | BF | 0.74
061100101110 | WOOD AND PLASTICS | ROUGH CARPENTRY | BLOCKING | Steel construction, walls, 2x4 | LF | 6.52
061100101120 | WOOD AND PLASTICS | ROUGH CARPENTRY | BLOCKING | Steel construction, walls, 2x6 | LF | 7.89
061100101130 | WOOD AND PLASTICS | ROUGH CARPENTRY | BLOCKING | Steel construction, walls, 2x8 | LF | 8.94
061100101140 | WOOD AND PLASTICS | ROUGH CARPENTRY | BLOCKING | Steel construction, walls, 2x10 | LF | 10.1
061100101150 | WOOD AND PLASTICS | ROUGH CARPENTRY | BLOCKING | Steel construction, walls, 2x12 | LF | 11.44
061100101170 | WOOD AND PLASTICS | ROUGH CARPENTRY | BLOCKING | Steel construction, ceilings, 2x4 | LF | 7.36
061100101180 | WOOD AND PLASTICS | ROUGH CARPENTRY | BLOCKING | Steel construction, ceilings, 2x6 | LF | 9.04
061100101190 | WOOD AND PLASTICS | ROUGH CARPENTRY | BLOCKING | Steel construction, ceilings, 2x8 | LF | 10.3
061100101200 | WOOD AND PLASTICS | ROUGH CARPENTRY | BLOCKING | Steel construction, ceilings, 2x10 | LF | 11.75
061100101210 | WOOD AND PLASTICS | ROUGH CARPENTRY | BLOCKING | Steel construction, ceilings, 2x12 | LF | 13.49
061100101230 | WOOD AND PLASTICS | ROUGH CARPENTRY | BLOCKING | Wood construction, walls, 2x4 | LF | 5.61
061100101240 | WOOD AND PLASTICS | ROUGH CARPENTRY | BLOCKING | Wood construction, walls, 2x6 | LF | 6.71
061100101250 | WOOD AND PLASTICS | ROUGH CARPENTRY | BLOCKING | Wood construction, walls, 2x8 | LF | 7.57
061100101260 | WOOD AND PLASTICS | ROUGH CARPENTRY | BLOCKING | Wood construction, walls, 2x10 | LF | 8.5
061100101270 | WOOD AND PLASTICS | ROUGH CARPENTRY | BLOCKING | Wood construction, walls, 2x12 | LF | 9.55
061100101290 | WOOD AND PLASTICS | ROUGH CARPENTRY | BLOCKING | Wood construction, ceilings, 2x4 | LF | 6.18
061100101300 | WOOD AND PLASTICS | ROUGH CARPENTRY | BLOCKING | Wood construction, ceilings, 2x6 | LF | 7.44
061100101310 | WOOD AND PLASTICS | ROUGH CARPENTRY | BLOCKING | Wood construction, ceilings, 2x8 | LF | 8.41
061100101320 | WOOD AND PLASTICS | ROUGH CARPENTRY | BLOCKING | Wood construction, ceilings, 2x10 | LF | 9.48
061100101330 | WOOD AND PLASTICS | ROUGH CARPENTRY | BLOCKING | Wood construction, ceilings, 2x12 | LF | 10.7
061100201020 | WOOD AND PLASTICS | ROUGH CARPENTRY | CEILING FRAMING | Ceiling joists, 12" oc, 2x4 | SF | 3.02
061100201030 | WOOD AND PLASTICS | ROUGH CARPENTRY | CEILING FRAMING | Ceiling joists, 12" oc, 2x6 | SF | 3.65
061100201040 | WOOD AND PLASTICS | ROUGH CARPENTRY | CEILING FRAMING | Ceiling joists, 12" oc, 2x8 | SF | 4.27
061100201050 | WOOD AND PLASTICS | ROUGH CARPENTRY | CEILING FRAMING | Ceiling joists, 12" oc, 2x10 | SF | 4.93
061100201060 | WOOD AND PLASTICS | ROUGH CARPENTRY | CEILING FRAMING | Ceiling joists, 12" oc, 2x12 | SF | 5.67
061100201080 | WOOD AND PLASTICS | ROUGH CARPENTRY | CEILING FRAMING | Ceiling joists, 16" oc, 2x4 | SF | 2.61
061100201090 | WOOD AND PLASTICS | ROUGH CARPENTRY | CEILING FRAMING | Ceiling joists, 16" oc, 2x6 | SF | 2.84
061100201100 | WOOD AND PLASTICS | ROUGH CARPENTRY | CEILING FRAMING | Ceiling joists, 16" oc, 2x8 | SF | 3.3
061100201110 | WOOD AND PLASTICS | ROUGH CARPENTRY | CEILING FRAMING | Ceiling joists, 16" oc, 2x10 | SF | 3.77
061100201120 | WOOD AND PLASTICS | ROUGH CARPENTRY | CEILING FRAMING | Ceiling joists, 16" oc, 2x12 | SF | 4.3
061100201140 | WOOD AND PLASTICS | ROUGH CARPENTRY | CEILING FRAMING | Ceiling joists, 24" oc, 2x4 | SF | 1.84
061100201150 | WOOD AND PLASTICS | ROUGH CARPENTRY | CEILING FRAMING | Ceiling joists, 24" oc, 2x6 | SF | 2.18
061100201160 | WOOD AND PLASTICS | ROUGH CARPENTRY | CEILING FRAMING | Ceiling joists, 24" oc, 2x8 | SF | 2.51
061100201170 | WOOD AND PLASTICS | ROUGH CARPENTRY | CEILING FRAMING | Ceiling joists, 24" oc, 2x10 | SF | 2.84
061100201180 | WOOD AND PLASTICS | ROUGH CARPENTRY | CEILING FRAMING | Ceiling joists, 24" oc, 2x12 | SF | 3.23
061100201210 | WOOD AND PLASTICS | ROUGH CARPENTRY | CEILING FRAMING | Headers and nailers, 2x4 | LF | 3.71
061100201220 | WOOD AND PLASTICS | ROUGH CARPENTRY | CEILING FRAMING | Headers and nailers, 2x6 | LF | 4.33
061100201230 | WOOD AND PLASTICS | ROUGH CARPENTRY | CEILING FRAMING | Headers and nailers, 2x8 | LF | 5.04
061100201240 | WOOD AND PLASTICS | ROUGH CARPENTRY | CEILING FRAMING | Headers and nailers, 2x10 | LF | 5.81
061100201250 | WOOD AND PLASTICS | ROUGH CARPENTRY | CEILING FRAMING | Headers and nailers, 2x12 | LF | 6.67
061100201310 | WOOD AND PLASTICS | ROUGH CARPENTRY | CEILING FRAMING | Sister joists for ceilings, 2x4 | LF | 6.91
061100201320 | WOOD AND PLASTICS | ROUGH CARPENTRY | CEILING FRAMING | Sister joists for ceilings, 2x6 | LF | 8.42
061100201330 | WOOD AND PLASTICS | ROUGH CARPENTRY | CEILING FRAMING | Sister joists for ceilings, 2x8 | LF | 10.3
061100201340 | WOOD AND PLASTICS | ROUGH CARPENTRY | CEILING FRAMING | Sister joists for ceilings, 2x10 | LF | 12.89
061100201350 | WOOD AND PLASTICS | ROUGH CARPENTRY | CEILING FRAMING | Sister joists for ceilings, 2x12 | LF | 16.89
061100301020 | WOOD AND PLASTICS | ROUGH CARPENTRY | FLOOR FRAMING | Floor joists, 12" oc, 2x6 | SF | 3.24
061100301030 | WOOD AND PLASTICS | ROUGH CARPENTRY | FLOOR FRAMING | Floor joists, 12" oc, 2x8 | SF | 3.79
061100301040 | WOOD AND PLASTICS | ROUGH CARPENTRY | FLOOR FRAMING | Floor joists, 12" oc, 2x10 | SF | 4.36
061100301050 | WOOD AND PLASTICS | ROUGH CARPENTRY | FLOOR FRAMING | Floor joists, 12" oc, 2x12 | SF | 5.04
061100301060 | WOOD AND PLASTICS | ROUGH CARPENTRY | FLOOR FRAMING | Floor joists, 12"oc, 2x14 | SF | 5.5
061100301070 | WOOD AND PLASTICS | ROUGH CARPENTRY | FLOOR FRAMING | Floor joists, 12" oc, 3x6 | SF | 5.86
061100301080 | WOOD AND PLASTICS | ROUGH CARPENTRY | FLOOR FRAMING | Floor joists, 12" oc, 3x8 | SF | 7.28
061100301090 | WOOD AND PLASTICS | ROUGH CARPENTRY | FLOOR FRAMING | Floor joists, 12" oc, 3x10 | SF | 8.74
061100301100 | WOOD AND PLASTICS | ROUGH CARPENTRY | FLOOR FRAMING | Floor joists, 12" oc, 3x12 | SF | 10.2
061100301120 | WOOD AND PLASTICS | ROUGH CARPENTRY | FLOOR FRAMING | Floor joists, 12" oc, 3x14 | SF | 11.67
061100301130 | WOOD AND PLASTICS | ROUGH CARPENTRY | FLOOR FRAMING | Floor joists, 12" oc, 4x6 | SF | 5.33
061100301140 | WOOD AND PLASTICS | ROUGH CARPENTRY | FLOOR FRAMING | Floor joists, 12" oc, 4x8 | SF | 6.62
061100301150 | WOOD AND PLASTICS | ROUGH CARPENTRY | FLOOR FRAMING | Floor joists, 12" oc, 4x10 | SF | 7.91
061100301160 | WOOD AND PLASTICS | ROUGH CARPENTRY | FLOOR FRAMING | Floor joists, 12" oc, 4x12 | SF | 9.21
061100301170 | WOOD AND PLASTICS | ROUGH CARPENTRY | FLOOR FRAMING | Floor joists, 12" oc, 4x14 | SF | 10.52
061100301190 | WOOD AND PLASTICS | ROUGH CARPENTRY | FLOOR FRAMING | Floor joists, 16" oc, 2x6 | SF | 2.56
061100301200 | WOOD AND PLASTICS | ROUGH CARPENTRY | FLOOR FRAMING | Floor joists, 16" oc, 2x8 | SF | 2.99
061100301220 | WOOD AND PLASTICS | ROUGH CARPENTRY | FLOOR FRAMING | Floor joists, 16" oc, 2x10 | SF | 3.4
061100301230 | WOOD AND PLASTICS | ROUGH CARPENTRY | FLOOR FRAMING | Floor joists, 16" oc, 2x12 | SF | 3.9
061100301240 | WOOD AND PLASTICS | ROUGH CARPENTRY | FLOOR FRAMING | Floor joists, 16" oc, 2x14 | SF | 4.35
061100301250 | WOOD AND PLASTICS | ROUGH CARPENTRY | FLOOR FRAMING | Floor joists, 16" oc, 3x6 | SF | 3.39
061100301260 | WOOD AND PLASTICS | ROUGH CARPENTRY | FLOOR FRAMING | Floor joists, 16" oc, 3x8 | SF | 4.1
061100301270 | WOOD AND PLASTICS | ROUGH CARPENTRY | FLOOR FRAMING | Floor joists, 16" oc, 3x10 | SF | 4.81
061100301280 | WOOD AND PLASTICS | ROUGH CARPENTRY | FLOOR FRAMING | Floor joists, 16" oc, 3x12 | SF | 5.53
061100301290 | WOOD AND PLASTICS | ROUGH CARPENTRY | FLOOR FRAMING | Floor joists, 16" oc, 3x14 | SF | 6.26
061100301300 | WOOD AND PLASTICS | ROUGH CARPENTRY | FLOOR FRAMING | Floor joists, 16" oc, 4x6 | SF | 4.05
061100301310 | WOOD AND PLASTICS | ROUGH CARPENTRY | FLOOR FRAMING | Floor joists, 16" oc, 4x8 | SF | 4.98
061100301320 | WOOD AND PLASTICS | ROUGH CARPENTRY | FLOOR FRAMING | Floor joists, 16" oc, 4x10 | SF | 5.91
061100301330 | WOOD AND PLASTICS | ROUGH CARPENTRY | FLOOR FRAMING | Floor joists, 16" oc, 4x12 | SF | 6.85
061100301340 | WOOD AND PLASTICS | ROUGH CARPENTRY | FLOOR FRAMING | Floor joists, 16" oc, 4x14 | SF | 7.8
061100302010 | WOOD AND PLASTICS | ROUGH CARPENTRY | FLOOR FRAMING | Sister joists, floor, 2x4 | LF | 6.18
061100302020 | WOOD AND PLASTICS | ROUGH CARPENTRY | FLOOR FRAMING | Sister joists, floor, 2x6 | LF | 7.44
061100302030 | WOOD AND PLASTICS | ROUGH CARPENTRY | FLOOR FRAMING | Sister joists, floor, 2x8 | LF | 8.94
061100302040 | WOOD AND PLASTICS | ROUGH CARPENTRY | FLOOR FRAMING | Sister joists, floor, 2x10 | LF | 10.84
061100302050 | WOOD AND PLASTICS | ROUGH CARPENTRY | FLOOR FRAMING | Sister joists, floor, 2x12 | LF | 13.49
061100302060 | WOOD AND PLASTICS | ROUGH CARPENTRY | FLOOR FRAMING | Sister joists, floor, 3x6 | LF | 12.3
061100302070 | WOOD AND PLASTICS | ROUGH CARPENTRY | FLOOR FRAMING | Sister joists, floor, 3x8 | LF | 14.59
061100302080 | WOOD AND PLASTICS | ROUGH CARPENTRY | FLOOR FRAMING | Sister joists, floor, 3x10 | LF | 17.11
061100302090 | WOOD AND PLASTICS | ROUGH CARPENTRY | FLOOR FRAMING | Sister joists, floor, 3x12 | LF | 19.94
061100302100 | WOOD AND PLASTICS | ROUGH CARPENTRY | FLOOR FRAMING | Sister joists, floor, 4x6 | LF | 11.81
061100302110 | WOOD AND PLASTICS | ROUGH CARPENTRY | FLOOR FRAMING | Sister joists, floor, 4x8 | LF | 13.93
061100302120 | WOOD AND PLASTICS | ROUGH CARPENTRY | FLOOR FRAMING | Sister joists, floor, 4x10 | LF | 16.28
061100302130 | WOOD AND PLASTICS | ROUGH CARPENTRY | FLOOR FRAMING | Sister joists, floor, 4x12 | LF | 18.95
061100303020 | WOOD AND PLASTICS | ROUGH CARPENTRY | FLOOR FRAMING | Plywood Web Joists, 16" o.c., 9-1/2" depth | SF | 3.82
061100303030 | WOOD AND PLASTICS | ROUGH CARPENTRY | FLOOR FRAMING | Plywood Web Joists, 16" o.c., 11-7/8" depth | SF | 4.12
061100303040 | WOOD AND PLASTICS | ROUGH CARPENTRY | FLOOR FRAMING | Plywood Web Joists, 16" o.c., 14" depth | SF | 4.88
061100303050 | WOOD AND PLASTICS | ROUGH CARPENTRY | FLOOR FRAMING | Plywood Web Joists, 16" o.c., 16" depth | SF | 6.64
061100303130 | WOOD AND PLASTICS | ROUGH CARPENTRY | FLOOR FRAMING | Wood Trussed Joists, 2 X 4 chords, 11-1/4" depth | SF | 7.38
061100303140 | WOOD AND PLASTICS | ROUGH CARPENTRY | FLOOR FRAMING | Wood Trussed Joists, 2 X 4 chords, 14" depth | SF | 7.97
061100303150 | WOOD AND PLASTICS | ROUGH CARPENTRY | FLOOR FRAMING | Wood Trussed Joists, 2 X 4 chords, 16" depth | SF | 8.37
061100303160 | WOOD AND PLASTICS | ROUGH CARPENTRY | FLOOR FRAMING | Wood Trussed Joists, 2 X 4 chords, 18" depth | SF | 8.97
061100401110 | WOOD AND PLASTICS | ROUGH CARPENTRY | FURRING | Furring, wood, walls on masonry, 1x2, 12" oc | SF | 3.02
061100401120 | WOOD AND PLASTICS | ROUGH CARPENTRY | FURRING | Furring, wood, walls on masonry, 1x2, 16" oc | SF | 2.69
061100401130 | WOOD AND PLASTICS | ROUGH CARPENTRY | FURRING | Furring, wood, walls on masonry, 1x2, 24" oc | SF | 2.38
061100401140 | WOOD AND PLASTICS | ROUGH CARPENTRY | FURRING | Furring, wood, walls on masonry, 1x3, 12" oc | SF | 3.25
061100401150 | WOOD AND PLASTICS | ROUGH CARPENTRY | FURRING | Furring, wood, walls on masonry, 1x3, 16" oc | SF | 2.86
061100401160 | WOOD AND PLASTICS | ROUGH CARPENTRY | FURRING | Furring, wood, walls on masonry, 1x3, 24" oc | SF | 2.5
061100401170 | WOOD AND PLASTICS | ROUGH CARPENTRY | FURRING | Furring, wood, walls on wood, 1x2, 12" oc | SF | 2.28
061100401180 | WOOD AND PLASTICS | ROUGH CARPENTRY | FURRING | Furring, wood, walls on wood, 1x2, 16" oc | SF | 1.99
061100401190 | WOOD AND PLASTICS | ROUGH CARPENTRY | FURRING | Furring, wood, walls on wood, 1x2, 24" oc | SF | 1.72
061100401200 | WOOD AND PLASTICS | ROUGH CARPENTRY | FURRING | Furring, wood, walls on wood, 1x3, 12" oc | SF | 2.51
061100401210 | WOOD AND PLASTICS | ROUGH CARPENTRY | FURRING | Furring, wood, walls on wood, 1x3, 16" oc | SF | 2.16
061100401220 | WOOD AND PLASTICS | ROUGH CARPENTRY | FURRING | Furring, wood, walls on wood, 1x3, 24" oc | SF | 1.84
061100401230 | WOOD AND PLASTICS | ROUGH CARPENTRY | FURRING | Furring ceilings, on masonry, 1x2, 12" oc | SF | 5
061100401240 | WOOD AND PLASTICS | ROUGH CARPENTRY | FURRING | Furring ceilings, on masonry, 1x2, 16" oc | SF | 4.44
061100401250 | WOOD AND PLASTICS | ROUGH CARPENTRY | FURRING | Furring ceilings, on masonry, 1x2, 24" oc | SF | 3.95
061100401260 | WOOD AND PLASTICS | ROUGH CARPENTRY | FURRING | Furring, ceilings, on masonry, 1x3, 12" oc | SF | 5.23
061100401270 | WOOD AND PLASTICS | ROUGH CARPENTRY | FURRING | Furring ceilings, on masonry, 1x3, 16" oc | SF | 4.61
061100401280 | WOOD AND PLASTICS | ROUGH CARPENTRY | FURRING | Furring ceilings, on masonry, 1x3, 24" oc | SF | 4.07
061100401290 | WOOD AND PLASTICS | ROUGH CARPENTRY | FURRING | Furring ceilings, on wood, 1x2, 12" oc | SF | 3.49
061100401300 | WOOD AND PLASTICS | ROUGH CARPENTRY | FURRING | Furring ceilings, on wood, 1x2, 16" oc | SF | 3.08
061100401310 | WOOD AND PLASTICS | ROUGH CARPENTRY | FURRING | Furring ceilings, on wood, 1x2, 24" oc | SF | 2.71
061100401320 | WOOD AND PLASTICS | ROUGH CARPENTRY | FURRING | Furring, ceilings, on wood, 1x3, 12" oc | SF | 3.72
061100401330 | WOOD AND PLASTICS | ROUGH CARPENTRY | FURRING | Furring, ceilings, on wood, 1x3, 16" oc | SF | 3.25
061100401340 | WOOD AND PLASTICS | ROUGH CARPENTRY | FURRING | Furring, ceilings, on wood, 1x3, 24" oc | SF | 2.83
061100501020 | WOOD AND PLASTICS | ROUGH CARPENTRY | ROOF FRAMING | Roof framing, raft, gable end, 12" oc, 0-2 pit, 2x4 | SF | 2.77
061100501030 | WOOD AND PLASTICS | ROUGH CARPENTRY | ROOF FRAMING | Roof framing, raft, gable end, 12" oc, 0-2 pit, 2x6 | SF | 3.38
061100501040 | WOOD AND PLASTICS | ROUGH CARPENTRY | ROOF FRAMING | Roof framing, raft, gable end, 12" oc, 0-2 pit, 2x8 | SF | 3.98
061100501050 | WOOD AND PLASTICS | ROUGH CARPENTRY | ROOF FRAMING | Roof framing, raft, gable end, 12" oc, 0-2 pit, 2x10 | SF | 4.61
061100501060 | WOOD AND PLASTICS | ROUGH CARPENTRY | ROOF FRAMING | Roof framing, raft, gable end, 12" oc, 0-2 pit, 2x12 | SF | 5.31
061100501080 | WOOD AND PLASTICS | ROUGH CARPENTRY | ROOF FRAMING | Roof framing, raft, gable end, 16" oc, 0-2 pit, 2x6 | SF | 2.66
061100501090 | WOOD AND PLASTICS | ROUGH CARPENTRY | ROOF FRAMING | Roof framing, raft, gable end, 16" oc, 0-2 pit, 2x8 | SF | 3.11
061100501100 | WOOD AND PLASTICS | ROUGH CARPENTRY | ROOF FRAMING | Roof framing, raft, gable end, 16" oc, 0-2 pit, 2x10 | SF | 3.57
061100501110 | WOOD AND PLASTICS | ROUGH CARPENTRY | ROOF FRAMING | Roof framing, raft, gable end, 16" oc, 0-2 pit, 2x12 | SF | 4.08
061100501130 | WOOD AND PLASTICS | ROUGH CARPENTRY | ROOF FRAMING | Roof framing, raft, gable end, 24" oc, 0-2 pit, 2x6 | SF | 2.04
061100501140 | WOOD AND PLASTICS | ROUGH CARPENTRY | ROOF FRAMING | Roof framing, raft, gable end, 24" oc, 0-2 pit, 2x8 | SF | 2.35
061100501150 | WOOD AND PLASTICS | ROUGH CARPENTRY | ROOF FRAMING | Roof framing, raft, gable end, 24" oc, 0-2 pit, 2x10 | SF | 2.65
061100501160 | WOOD AND PLASTICS | ROUGH CARPENTRY | ROOF FRAMING | Roof framing, raft, gable end, 24" oc, 0-2 pit, 2x12 | SF | 2.99
061100501175 | WOOD AND PLASTICS | ROUGH CARPENTRY | ROOF FRAMING | Roof framing, raft, gable end, 12" oc, 4-6 pit, 2x4 | SF | 2.85
061100501180 | WOOD AND PLASTICS | ROUGH CARPENTRY | ROOF FRAMING | Roof framing, raft, gable end, 12" oc, 4-6 pit, 2x6 | SF | 3.46
061100501190 | WOOD AND PLASTICS | ROUGH CARPENTRY | ROOF FRAMING | Roof framing, raft, gable end, 12" oc, 4-6 pit, 2x8 | SF | 4.07
061100501200 | WOOD AND PLASTICS | ROUGH CARPENTRY | ROOF FRAMING | Roof framing, raft, gable end, 12" oc, 4-6 pit, 2x10 | SF | 4.71
061100501210 | WOOD AND PLASTICS | ROUGH CARPENTRY | ROOF FRAMING | Roof framing, raft, gable end, 12" oc, 4-6 pit, 2x12 | SF | 5.41
061100501230 | WOOD AND PLASTICS | ROUGH CARPENTRY | ROOF FRAMING | Roof framing, raft, gable end, 16" oc, 4-6 pit, 2x6 | SF | 2.71
061100501240 | WOOD AND PLASTICS | ROUGH CARPENTRY | ROOF FRAMING | Roof framing, raft, gable end, 16" oc, 4-6 pit, 2x8 | SF | 3.17
061100501250 | WOOD AND PLASTICS | ROUGH CARPENTRY | ROOF FRAMING | Roof framing, raft, gable end, 16" oc, 4-6 pit, 2x10 | SF | 3.64
061100501260 | WOOD AND PLASTICS | ROUGH CARPENTRY | ROOF FRAMING | Roof framing, raft, gable end, 16" oc, 4-6 pit, 2x12 | SF | 4.14
061100501280 | WOOD AND PLASTICS | ROUGH CARPENTRY | ROOF FRAMING | Roof framing, raft, gable end, 24" oc, 4-6 pit, 2x6 | SF | 2.08
061100501290 | WOOD AND PLASTICS | ROUGH CARPENTRY | ROOF FRAMING | Roof framing, raft, gable end, 24" oc, 4-6 pit, 2x8 | SF | 2.39
061100501300 | WOOD AND PLASTICS | ROUGH CARPENTRY | ROOF FRAMING | Roof framing, raft, gable end, 24" oc, 4-6 pit, 2x10 | SF | 2.74
061100501310 | WOOD AND PLASTICS | ROUGH CARPENTRY | ROOF FRAMING | Roof framing, raft, gable end, 24" oc, 4-6 pit, 2x12 | SF | 3.2
061100501330 | WOOD AND PLASTICS | ROUGH CARPENTRY | ROOF FRAMING | Roof framing, raft, gable end, 12" oc, 8-12 pit, 2x4 | SF | 3.01
061100501340 | WOOD AND PLASTICS | ROUGH CARPENTRY | ROOF FRAMING | Roof framing, raft, gable end, 12" oc, 8-12 pit, 2x6 | SF | 3.67
061100501350 | WOOD AND PLASTICS | ROUGH CARPENTRY | ROOF FRAMING | Roof framing, raft, gable end, 12" oc, 8-12 pit, 2x8 | SF | 4.34
061100501360 | WOOD AND PLASTICS | ROUGH CARPENTRY | ROOF FRAMING | Roof framing, raft, gable end, 12" oc, 8-12 pit, 2x10 | SF | 5.02
061100501370 | WOOD AND PLASTICS | ROUGH CARPENTRY | ROOF FRAMING | Roof framing, raft, gable end, 12" oc, 8-12 pit, 2x12 | SF | 5.79
061100501390 | WOOD AND PLASTICS | ROUGH CARPENTRY | ROOF FRAMING | Roof framing, raft, gable end, 16" oc, 8-12 pit, 2x6 | SF | 2.86
061100501400 | WOOD AND PLASTICS | ROUGH CARPENTRY | ROOF FRAMING | Roof framing, raft, gable end, 16" oc, 8-12 pit, 2x8 | SF | 3.36
061100501410 | WOOD AND PLASTICS | ROUGH CARPENTRY | ROOF FRAMING | Roof framing, raft, gable end, 16" oc, 8-12 pit, 2x10 | SF | 3.86
061100501420 | WOOD AND PLASTICS | ROUGH CARPENTRY | ROOF FRAMING | Roof framing, raft, gable end, 16" oc, 8-12 pit, 2x12 | SF | 4.42
061100501440 | WOOD AND PLASTICS | ROUGH CARPENTRY | ROOF FRAMING | Roof framing, raft, gable end, 24" oc, 8-12 pit, 2x6 | SF | 2.19
061100501450 | WOOD AND PLASTICS | ROUGH CARPENTRY | ROOF FRAMING | Roof framing, raft, gable end, 24" oc, 8-12 pit, 2x8 | SF | 2.51
061100501460 | WOOD AND PLASTICS | ROUGH CARPENTRY | ROOF FRAMING | Roof framing, raft, gable end, 24" oc, 8-12 pit, 2x10 | SF | 2.85
061100501470 | WOOD AND PLASTICS | ROUGH CARPENTRY | ROOF FRAMING | Roof framing, raft, gable end, 24" oc, 8-12 pit, 2x12 | SF | 3.22
061100502010 | WOOD AND PLASTICS | ROUGH CARPENTRY | ROOF FRAMING | Roof ridge board, 2 x 6 | LF | 5.69
061100502020 | WOOD AND PLASTICS | ROUGH CARPENTRY | ROOF FRAMING | Roof ridge board, 2 x 8 | LF | 6.66
061100502030 | WOOD AND PLASTICS | ROUGH CARPENTRY | ROOF FRAMING | Roof ridge board, 2 x 10 | LF | 7.77
061100502040 | WOOD AND PLASTICS | ROUGH CARPENTRY | ROOF FRAMING | Roof ridge board, 2 x 12 | LF | 9.1
061100503010 | WOOD AND PLASTICS | ROUGH CARPENTRY | ROOF FRAMING | Hip rafter, 2 x 6 | LF | 4.52
061100503020 | WOOD AND PLASTICS | ROUGH CARPENTRY | ROOF FRAMING | Hip rafter, 2 x 8 | LF | 5.15
061100503030 | WOOD AND PLASTICS | ROUGH CARPENTRY | ROOF FRAMING | Hip rafter, 2 x 10 | LF | 5.81
061100503040 | WOOD AND PLASTICS | ROUGH CARPENTRY | ROOF FRAMING | Hip rafter, 2 x 12 | LF | 6.53
061100503210 | WOOD AND PLASTICS | ROUGH CARPENTRY | ROOF FRAMING | Jack rafters, 4-6 pitch, 16" oc, 2x6 | SF | 3.61
061100503220 | WOOD AND PLASTICS | ROUGH CARPENTRY | ROOF FRAMING | Jack rafters, 4-6 pitch, 16" oc, 2x8 | SF | 4.08
061100503230 | WOOD AND PLASTICS | ROUGH CARPENTRY | ROOF FRAMING | Jack rafters, 4-6 pitch, 16" oc, 2x10 | SF | 4.64
061100503240 | WOOD AND PLASTICS | ROUGH CARPENTRY | ROOF FRAMING | Jack rafters, 4-6 pitch, 16" oc, 2x12 | SF | 5.17
061100503260 | WOOD AND PLASTICS | ROUGH CARPENTRY | ROOF FRAMING | Jack rafters, 4-6 pitch, 24" oc, 2x6 | SF | 2.66
061100503270 | WOOD AND PLASTICS | ROUGH CARPENTRY | ROOF FRAMING | Jack rafters, 4-6 pitch, 24" oc, 2x8 | SF | 2.97
061100503280 | WOOD AND PLASTICS | ROUGH CARPENTRY | ROOF FRAMING | Jack rafters, 4-6 pitch, 24" oc, 2x10 | SF | 3.33
061100503290 | WOOD AND PLASTICS | ROUGH CARPENTRY | ROOF FRAMING | Jack rafters, 4-6 pitch, 24" oc, 2x12 | SF | 3.68
061100503310 | WOOD AND PLASTICS | ROUGH CARPENTRY | ROOF FRAMING | Jack rafters, 8-12 pitch, 16" oc, 2x6 | SF | 3.85
061100503320 | WOOD AND PLASTICS | ROUGH CARPENTRY | ROOF FRAMING | Jack rafters, 8-12 pitch, 16" oc, 2x8 | SF | 4.36
061100503330 | WOOD AND PLASTICS | ROUGH CARPENTRY | ROOF FRAMING | Jack rafters, 8-12 pitch, 16" oc, 2x10 | SF | 4.89
061100503340 | WOOD AND PLASTICS | ROUGH CARPENTRY | ROOF FRAMING | Jack rafters, 8-12 pitch, 16" oc, 2x12 | SF | 5.46
061100503360 | WOOD AND PLASTICS | ROUGH CARPENTRY | ROOF FRAMING | Jack rafters, 8-12 pitch, 24" oc, 2x6 | SF | 2.82
061100503370 | WOOD AND PLASTICS | ROUGH CARPENTRY | ROOF FRAMING | Jack rafters, 8-12 pitch, 24" oc, 2x8 | SF | 3.15
061100503380 | WOOD AND PLASTICS | ROUGH CARPENTRY | ROOF FRAMING | Jack rafters, 8-12 pitch, 24" oc, 2x10 | SF | 3.49
061100503390 | WOOD AND PLASTICS | ROUGH CARPENTRY | ROOF FRAMING | Jack rafters, 8-12 pitch, 24" oc, 2x12 | SF | 3.86
061100505000 | WOOD AND PLASTICS | ROUGH CARPENTRY | ROOF FRAMING | Roof framing, sister rafters, 2x4 | LF | 6.91
061100505010 | WOOD AND PLASTICS | ROUGH CARPENTRY | ROOF FRAMING | Roof framing, sister rafters, 2x6 | LF | 8.42
061100505020 | WOOD AND PLASTICS | ROUGH CARPENTRY | ROOF FRAMING | Roof framing, sister rafters, 2x8 | LF | 10.3
061100505030 | WOOD AND PLASTICS | ROUGH CARPENTRY | ROOF FRAMING | Roof framing, sister rafters, 2x10 | LF | 12.89
061100505040 | WOOD AND PLASTICS | ROUGH CARPENTRY | ROOF FRAMING | Roof framing, sister rafters, 2x12 | LF | 16.89
061100505060 | WOOD AND PLASTICS | ROUGH CARPENTRY | ROOF FRAMING | Fascia board, 2 x 4 | LF | 5.26
061100505070 | WOOD AND PLASTICS | ROUGH CARPENTRY | ROOF FRAMING | Fascia board, 2 x 6 | LF | 5.85
061100505080 | WOOD AND PLASTICS | ROUGH CARPENTRY | ROOF FRAMING | Fascia board, 2 x 8 | LF | 6.88
061100505090 | WOOD AND PLASTICS | ROUGH CARPENTRY | ROOF FRAMING | Fascia board, 2 x 10 | LF | 7.48
061100505100 | WOOD AND PLASTICS | ROUGH CARPENTRY | ROOF FRAMING | Fascia board, 2 x 12 | LF | 8.63
061100508000 | WOOD AND PLASTICS | ROUGH CARPENTRY | ROOF FRAMING | Cant strip, fiber, 3 x 3 | LF | 3.18
061100508020 | WOOD AND PLASTICS | ROUGH CARPENTRY | ROOF FRAMING | Cant strip, fiber, 4 x 4 | LF | 3.66
061100508040 | WOOD AND PLASTICS | ROUGH CARPENTRY | ROOF FRAMING | Cant strip, wood, 3 x 3 | LF | 6.85
061100601000 | WOOD AND PLASTICS | ROUGH CARPENTRY | SLEEPERS | Sleepers, over concrete, 12" oc, 1x2 | SF | 2.33
061100601020 | WOOD AND PLASTICS | ROUGH CARPENTRY | SLEEPERS | Sleepers, over concrete, 12" oc, 1x3 | SF | 2.64
061100601060 | WOOD AND PLASTICS | ROUGH CARPENTRY | SLEEPERS | Sleepers, over concrete, 12" oc, 2x4 | SF | 3.35
061100601080 | WOOD AND PLASTICS | ROUGH CARPENTRY | SLEEPERS | Sleepers, over concrete, 12" oc, 2x6 | SF | 4.01
061100601100 | WOOD AND PLASTICS | ROUGH CARPENTRY | SLEEPERS | Sleepers, over concrete, 16" oc, 1x2 | SF | 1.99
061100601120 | WOOD AND PLASTICS | ROUGH CARPENTRY | SLEEPERS | Sleepers, over concrete, 16" oc, 1x3 | SF | 2.16
061100601140 | WOOD AND PLASTICS | ROUGH CARPENTRY | SLEEPERS | Sleepers, over concrete, 16" oc, 2x4 | SF | 2.76
061100601160 | WOOD AND PLASTICS | ROUGH CARPENTRY | SLEEPERS | Sleepers, over concrete, 16" oc, 2x6 | SF | 3.25
061100701000 | WOOD AND PLASTICS | ROUGH CARPENTRY | SOFFITS | Soffit framing, 2 x 3 | LF | 6.65
061100701020 | WOOD AND PLASTICS | ROUGH CARPENTRY | SOFFITS | Soffit framing, 2 x 4 | LF | 7.37
061100701030 | WOOD AND PLASTICS | ROUGH CARPENTRY | SOFFITS | Soffit framing, 2 x 6 | LF | 8.42
061100701040 | WOOD AND PLASTICS | ROUGH CARPENTRY | SOFFITS | Soffit framing, 2 x 8 | LF | 9.56
061100801000 | WOOD AND PLASTICS | ROUGH CARPENTRY | WALL FRAMING | Framing, wall studs, 12" oc, 2 x 3 | SF | 2.31
061100801040 | WOOD AND PLASTICS | ROUGH CARPENTRY | WALL FRAMING | Framing, wall studs, 12" oc, 2 x 4 | SF | 2.58
061100801080 | WOOD AND PLASTICS | ROUGH CARPENTRY | WALL FRAMING | Framing, wall studs, 12" oc, 2 x 6 | SF | 3.24
061100801100 | WOOD AND PLASTICS | ROUGH CARPENTRY | WALL FRAMING | Framing, wall studs, 12" oc, 2 x 8 | SF | 3.82
061100801120 | WOOD AND PLASTICS | ROUGH CARPENTRY | WALL FRAMING | Framing, wall studs, 16" oc, 2 x 3 | SF | 1.88
061100801140 | WOOD AND PLASTICS | ROUGH CARPENTRY | WALL FRAMING | Framing, wall studs, 16" oc, 2 x 4 | SF | 2.08
061100801150 | WOOD AND PLASTICS | ROUGH CARPENTRY | WALL FRAMING | Framing, wall studs, 16" oc, 2 x 6 | SF | 2.56
061100801160 | WOOD AND PLASTICS | ROUGH CARPENTRY | WALL FRAMING | Framing, wall studs, 16" oc, 2 x 8 | SF | 3
061100801170 | WOOD AND PLASTICS | ROUGH CARPENTRY | WALL FRAMING | Framing wall, studs, 24" oc, 2 x 3 | SF | 1.51
061100801180 | WOOD AND PLASTICS | ROUGH CARPENTRY | WALL FRAMING | Framing, wall studs, 24" oc, 2 x 4 | SF | 1.64
061100801190 | WOOD AND PLASTICS | ROUGH CARPENTRY | WALL FRAMING | Framing, wall studs, 24" oc, 2 x 6 | SF | 1.97
061100801200 | WOOD AND PLASTICS | ROUGH CARPENTRY | WALL FRAMING | Framing, wall studs, 24" oc, 2 x 8 | SF | 2.26
061100801500 | WOOD AND PLASTICS | ROUGH CARPENTRY | WALL FRAMING | Framing, plates, top or bottom, 2 x 3 | LF | 3.21
061100801510 | WOOD AND PLASTICS | ROUGH CARPENTRY | WALL FRAMING | Framing, plates, top or bottom, 2 x 4 | LF | 3.63
061100801520 | WOOD AND PLASTICS | ROUGH CARPENTRY | WALL FRAMING | Framing, plates, top or bottom, 2 x 6 | LF | 4.33
061100801530 | WOOD AND PLASTICS | ROUGH CARPENTRY | WALL FRAMING | Framing, plates, top or bottom, 2 x 8 | LF | 5.04
061100802010 | WOOD AND PLASTICS | ROUGH CARPENTRY | WALL FRAMING | Framing, header, single, 2 x 6, 3' long | EA | 45.68
061100802020 | WOOD AND PLASTICS | ROUGH CARPENTRY | WALL FRAMING | Framing, header, single, 2 x 6, 6' long | EA | 60.7
061100802030 | WOOD AND PLASTICS | ROUGH CARPENTRY | WALL FRAMING | Headers, door or window, 2x6, double, 3' long | EA | 55.02
061100802040 | WOOD AND PLASTICS | ROUGH CARPENTRY | WALL FRAMING | Headers, door or window, 2x6, double, 6' long | EA | 77.57
061100802050 | WOOD AND PLASTICS | ROUGH CARPENTRY | WALL FRAMING | Framing, header, single, 2 x 8, 4' long | EA | 59.62
061100802060 | WOOD AND PLASTICS | ROUGH CARPENTRY | WALL FRAMING | Framing, header, single, 2 x 8, 8' long | EA | 79.91
061100802070 | WOOD AND PLASTICS | ROUGH CARPENTRY | WALL FRAMING | Headers, door or window, 2x8, double, 4' long | EA | 75.41
061100802080 | WOOD AND PLASTICS | ROUGH CARPENTRY | WALL FRAMING | Headers, door or window, 2x8, double, 8' long | EA | 108
061100802090 | WOOD AND PLASTICS | ROUGH CARPENTRY | WALL FRAMING | Framing, header, single, 2 x 10, 5' long | EA | 76.24
061100802100 | WOOD AND PLASTICS | ROUGH CARPENTRY | WALL FRAMING | Framing, header, single, 2 x 10, 10' long | EA | 108
061100802120 | WOOD AND PLASTICS | ROUGH CARPENTRY | WALL FRAMING | Headers, door or window, 2x10, double, 5' long | EA | 94.79
061100802130 | WOOD AND PLASTICS | ROUGH CARPENTRY | WALL FRAMING | Headers, door or window, 2x10, double, 10' long | EA | 135
061100802140 | WOOD AND PLASTICS | ROUGH CARPENTRY | WALL FRAMING | Framing, header, single, 2 x 12, 6' long | EA | 82.07
061100802150 | WOOD AND PLASTICS | ROUGH CARPENTRY | WALL FRAMING | Framing, header, single, 2 x 12, 12' long | EA | 120
061100802160 | WOOD AND PLASTICS | ROUGH CARPENTRY | WALL FRAMING | Framing, header, double, 2 x 12, 6' long | EA | 113
061100802170 | WOOD AND PLASTICS | ROUGH CARPENTRY | WALL FRAMING | Framing, header, double, 2 x 12, 12' long | EA | 167
061300101040 | WOOD AND PLASTICS | TIMBER | HEAVY TIMBER | Mill framing, beam, douglas fir, 6 x 8 | LF | 24.38
061300101042 | WOOD AND PLASTICS | TIMBER | HEAVY TIMBER | Mill framing, beam, douglas fir, 6 x 10 | LF | 28.16
061300101044 | WOOD AND PLASTICS | TIMBER | HEAVY TIMBER | Mill framing, beam, douglas fir, 6 x 12 | LF | 32.39
061300101046 | WOOD AND PLASTICS | TIMBER | HEAVY TIMBER | Mill framing, beam, douglas fir, 6 x 14 | LF | 36.26
061300101048 | WOOD AND PLASTICS | TIMBER | HEAVY TIMBER | Mill framing, beam, douglas fir, 6 x 16 | LF | 40.17
061300101060 | WOOD AND PLASTICS | TIMBER | HEAVY TIMBER | Mill framing, beam, douglas fir, 8 x 10 | LF | 33.85
061300101070 | WOOD AND PLASTICS | TIMBER | HEAVY TIMBER | Mill framing, beam, douglas fir, 8 x 12 | LF | 39.21
061300101080 | WOOD AND PLASTICS | TIMBER | HEAVY TIMBER | Mill framing, beam, douglas fir, 8 x 14 | LF | 44.21
061300101090 | WOOD AND PLASTICS | TIMBER | HEAVY TIMBER | Mill framing, beam, douglas fir, 8 x 16 | LF | 49.27
061300101220 | WOOD AND PLASTICS | TIMBER | HEAVY TIMBER | Mill framing, beam, so yellow pine, 6 x 8 | LF | 21.31
061300101222 | WOOD AND PLASTICS | TIMBER | HEAVY TIMBER | Mill framing, beam, so yellow pine, 6 x 10 | LF | 23.96
061300101224 | WOOD AND PLASTICS | TIMBER | HEAVY TIMBER | Mill framing, beam, so yellow pine, 6 x 12 | LF | 28.36
061300101226 | WOOD AND PLASTICS | TIMBER | HEAVY TIMBER | Mill framing, beam, so yellow pine, 6 x 14 | LF | 31.21
061300101228 | WOOD AND PLASTICS | TIMBER | HEAVY TIMBER | Mill framing, beam, so yellow pine, 6 x 16 | LF | 33.75
061300101240 | WOOD AND PLASTICS | TIMBER | HEAVY TIMBER | Mill framing, beam, so yellow pine, 8 x 10 | LF | 28.53
061300101242 | WOOD AND PLASTICS | TIMBER | HEAVY TIMBER | Mill framing, beam, so yellow pine, 8 x 12 | LF | 33.11
061300101244 | WOOD AND PLASTICS | TIMBER | HEAVY TIMBER | Mill framing, beam, so yellow pine, 8 x 14 | LF | 36.66
061300101246 | WOOD AND PLASTICS | TIMBER | HEAVY TIMBER | Mill framing, beam, so yellow pine, 8 x 16 | LF | 40.88
061300101420 | WOOD AND PLASTICS | TIMBER | HEAVY TIMBER | Mill framing, column, douglas fir, 6 x 6 | LF | 26.45
061300101440 | WOOD AND PLASTICS | TIMBER | HEAVY TIMBER | Mill framing, column, douglas fir, 8 x 8 | LF | 33.83
061300101460 | WOOD AND PLASTICS | TIMBER | HEAVY TIMBER | Mill framing, column, douglas fir, 10 x 10 | LF | 48.88
061300101480 | WOOD AND PLASTICS | TIMBER | HEAVY TIMBER | Mill framing, column, douglas fir, 12 x 12 | LF | 56.27
061300101520 | WOOD AND PLASTICS | TIMBER | HEAVY TIMBER | Mill framing, column, so yellow pine, 6 x 6 | LF | 24.36
061300101540 | WOOD AND PLASTICS | TIMBER | HEAVY TIMBER | Mill framing, column, so yellow pine, 8 x 8 | LF | 29.98
061300101560 | WOOD AND PLASTICS | TIMBER | HEAVY TIMBER | Mill framing, column, so yellow pine, 10 x 10 | LF | 39.46
061300101580 | WOOD AND PLASTICS | TIMBER | HEAVY TIMBER | Mill framing, column, so yellow pine, 12 x 12 | LF | 47.99
061300102100 | WOOD AND PLASTICS | TIMBER | HEAVY TIMBER | Posts, treated, 4 x 4 | LF | 6.14
061300102120 | WOOD AND PLASTICS | TIMBER | HEAVY TIMBER | Posts, treated, 6 x 6 | LF | 12.43
061500100100 | WOOD AND PLASTICS | WOOD DECKING | WOOD DECKING | Wood decking, T&G, cedar, 3 thick | SF | 17.21
061500100120 | WOOD AND PLASTICS | WOOD DECKING | WOOD DECKING | Wood decking, T&G, cedar, 4" thick | SF | 21.13
061500101040 | WOOD AND PLASTICS | WOOD DECKING | WOOD DECKING | Wood decking, T&G, fir, 3" thick | SF | 8.68
061500101060 | WOOD AND PLASTICS | WOOD DECKING | WOOD DECKING | Wood decking, T&G, fir, 4" thick | SF | 10.23
061500102000 | WOOD AND PLASTICS | WOOD DECKING | WOOD DECKING | Wood decking, T&G, so yellow pine, 3" thick | SF | 8.97
061500102020 | WOOD AND PLASTICS | WOOD DECKING | WOOD DECKING | Wood decking, T&G, so yellow pine, 4" thick | SF | 9.54
061500103140 | WOOD AND PLASTICS | WOOD DECKING | WOOD DECKING | Wood decking, T&G, white pine, 3" thick | SF | 10.1
061500103160 | WOOD AND PLASTICS | WOOD DECKING | WOOD DECKING | Wood decking, T&G, white pine, 4" thick | SF | 13.08
061500105070 | WOOD AND PLASTICS | WOOD DECKING | WOOD DECKING | Deck joists, 12" oc, 2x6, pressure treated | SF | 4.02
061500105100 | WOOD AND PLASTICS | WOOD DECKING | WOOD DECKING | Deck joists, 12" oc, 2x8, pressure treated | SF | 4.8
061500105150 | WOOD AND PLASTICS | WOOD DECKING | WOOD DECKING | Deck joists, 12" oc, 2x10, pressure treated | SF | 5.56
061500105200 | WOOD AND PLASTICS | WOOD DECKING | WOOD DECKING | Deck joists, 12" oc, 2x12, pressure treated | SF | 6.4
061500105300 | WOOD AND PLASTICS | WOOD DECKING | WOOD DECKING | Deck joists, 16" oc, 2x6, pressure treated | SF | 3.16
061500105350 | WOOD AND PLASTICS | WOOD DECKING | WOOD DECKING | Deck joists, 16" oc, 2x8, pressure treated | SF | 3.74
061500105400 | WOOD AND PLASTICS | WOOD DECKING | WOOD DECKING | Deck joists, 16" oc, 2x10, pressure treated | SF | 4.32
061500105450 | WOOD AND PLASTICS | WOOD DECKING | WOOD DECKING | Deck joists, 16" oc, 2x12, pressure treated | SF | 4.94
061500105550 | WOOD AND PLASTICS | WOOD DECKING | WOOD DECKING | Deck joists, 24" oc, 2x6, pressure treated | SF | 2.64
061500105600 | WOOD AND PLASTICS | WOOD DECKING | WOOD DECKING | Deck joists, 24" oc, 2x8, pressure treated | SF | 3.07
061500105650 | WOOD AND PLASTICS | WOOD DECKING | WOOD DECKING | Deck joists, 24" oc, 2x10, pressure treated | SF | 3.54
061500105700 | WOOD AND PLASTICS | WOOD DECKING | WOOD DECKING | Deck joists, 24" oc, 2x12, pressure treated | SF | 4.02
061500105920 | WOOD AND PLASTICS | WOOD DECKING | WOOD DECKING | Deck posts, 4x4, pressure treated, 4' high | EA | 52.64
061500105960 | WOOD AND PLASTICS | WOOD DECKING | WOOD DECKING | Deck posts, 4x4, pressure treated, 6' high | EA | 72.14
061500106050 | WOOD AND PLASTICS | WOOD DECKING | WOOD DECKING | Wood decking, treated, SYP, 5/4x6 | SF | 11.16
061500106100 | WOOD AND PLASTICS | WOOD DECKING | WOOD DECKING | Wood decking, treated, SYP, 2x4 | SF | 12.93
061500106150 | WOOD AND PLASTICS | WOOD DECKING | WOOD DECKING | Wood decking, treated, SYP, 2x6 | SF | 11.73
061500106450 | WOOD AND PLASTICS | WOOD DECKING | WOOD DECKING | Wood decking, redwood/cedar, 1x6 | SF | 14.79
061500106500 | WOOD AND PLASTICS | WOOD DECKING | WOOD DECKING | Wood decking, redwood/cedar, 2x4 | SF | 18.08
061500106550 | WOOD AND PLASTICS | WOOD DECKING | WOOD DECKING | Wood decking, redwood/cedar, 2x6 | SF | 17.01
061500108700 | WOOD AND PLASTICS | WOOD DECKING | WOOD DECKING | Deck railings, 2x4 with 2x2 balusters, redwood | LF | 29.01
061500108750 | WOOD AND PLASTICS | WOOD DECKING | WOOD DECKING | Deck railings, 2x4 with 2x2 balusters, treated | LF | 23.44
061600102000 | WOOD AND PLASTICS | SHEATHING | FLOOR SHEATHING | Sub-flooring, plywood, CDX, 1/2" thick | SF | 1.84
061600102020 | WOOD AND PLASTICS | SHEATHING | FLOOR SHEATHING | Sub-flooring, plywood, CDX, 5/8" thick | SF | 2.11
061600102080 | WOOD AND PLASTICS | SHEATHING | FLOOR SHEATHING | Sub-flooring, plywood, CDX, 3/4" thick | SF | 2.46
061600102100 | WOOD AND PLASTICS | SHEATHING | FLOOR SHEATHING | Sub-flooring, structural plywood, 1/2" thick | SF | 2.3
061600102120 | WOOD AND PLASTICS | SHEATHING | FLOOR SHEATHING | Sub-flooring, structural plywood, 5/8" thick | SF | 2.61
061600102140 | WOOD AND PLASTICS | SHEATHING | FLOOR SHEATHING | Sub-flooring, structural plywood, 3/4" thick | SF | 2.96
061600103110 | WOOD AND PLASTICS | SHEATHING | FLOOR SHEATHING | Board type subflooring, 1x6, minimum | SF | 3.47
061600103115 | WOOD AND PLASTICS | SHEATHING | FLOOR SHEATHING | Board type subflooring, 1x6, maximum | SF | 3.97
061600103120 | WOOD AND PLASTICS | SHEATHING | FLOOR SHEATHING | Board type subflooring, 1x8, minimum | SF | 3.92
061600103140 | WOOD AND PLASTICS | SHEATHING | FLOOR SHEATHING | Board type subflooring, 1x8, maximum | SF | 4.5
061600103160 | WOOD AND PLASTICS | SHEATHING | FLOOR SHEATHING | Board type subflooring, 1x10, minimum | SF | 4.39
061600103180 | WOOD AND PLASTICS | SHEATHING | FLOOR SHEATHING | Board type subflooring, 1x10, maximum | SF | 5.06
061600106000 | WOOD AND PLASTICS | SHEATHING | FLOOR SHEATHING | Underlayment, hardboard, 1/4" tempered | SF | 2.59
061600106020 | WOOD AND PLASTICS | SHEATHING | FLOOR SHEATHING | Underlayment, plywood, 3/8" thick | SF | 1.74
061600106040 | WOOD AND PLASTICS | SHEATHING | FLOOR SHEATHING | Underlayment, plywood, 1/2" thick | SF | 1.91
061600106060 | WOOD AND PLASTICS | SHEATHING | FLOOR SHEATHING | Underlayment, plywood, 5/8" thick | SF | 2.11
061600106080 | WOOD AND PLASTICS | SHEATHING | FLOOR SHEATHING | Underlayment, plywood, 3/4" thick | SF | 2.36
061600201000 | WOOD AND PLASTICS | SHEATHING | ROOF SHEATHING | Roof sheathing, plywood, CDX, 3/8" thick | SF | 1.78
061600201020 | WOOD AND PLASTICS | SHEATHING | ROOF SHEATHING | Roof sheathing, plywood, CDX, 1/2" thick | SF | 1.91
061600201040 | WOOD AND PLASTICS | SHEATHING | ROOF SHEATHING | Roof sheathing, plywood, CDX, 5/8" thick | SF | 2.11
061600201060 | WOOD AND PLASTICS | SHEATHING | ROOF SHEATHING | Roof sheathing, plywood, CDX, 3/4" thick | SF | 2.36
061600202040 | WOOD AND PLASTICS | SHEATHING | ROOF SHEATHING | Roof sheathing, waferboard, 3/8" thick | SF | 1.5
061600202060 | WOOD AND PLASTICS | SHEATHING | ROOF SHEATHING | Roof sheathing, waferboard, 1/2" thick | SF | 1.79
061600202080 | WOOD AND PLASTICS | SHEATHING | ROOF SHEATHING | Roof sheathing, waferboard, 5/8" thick | SF | 2.05
061600202100 | WOOD AND PLASTICS | SHEATHING | ROOF SHEATHING | Roof sheathing, waferboard, 3/4" thick | SF | 2.3
061600301000 | WOOD AND PLASTICS | SHEATHING | WALL SHEATHING | Wall sheathing, plywood, CDX, 3/8" thick | SF | 1.93
061600301020 | WOOD AND PLASTICS | SHEATHING | WALL SHEATHING | Wall sheathing, plywood, CDX, 1/2" thick | SF | 2.08
061600301040 | WOOD AND PLASTICS | SHEATHING | WALL SHEATHING | Wall sheathing, plywood, CDX, 5/8" thick | SF | 2.3
061600301060 | WOOD AND PLASTICS | SHEATHING | WALL SHEATHING | Wall sheathing, plywood, CDX, 3/4" thick | SF | 2.59
061600303020 | WOOD AND PLASTICS | SHEATHING | WALL SHEATHING | Wall sheathing, waferboard, 3/8" thick | SF | 1.65
061600303040 | WOOD AND PLASTICS | SHEATHING | WALL SHEATHING | Wall sheathing, waferboard, 1/2" thick | SF | 1.96
061600303060 | WOOD AND PLASTICS | SHEATHING | WALL SHEATHING | Wall sheathing, waferboard, 5/8" thick | SF | 2.24
061600303080 | WOOD AND PLASTICS | SHEATHING | WALL SHEATHING | Wall sheathing, waferboard, 3/4" thick | SF | 2.53
061600304120 | WOOD AND PLASTICS | SHEATHING | WALL SHEATHING | Wall sheathing, structural plywood, 3/8" thick | SF | 2.31
061600304140 | WOOD AND PLASTICS | SHEATHING | WALL SHEATHING | Wall sheathing, structural plywood, 1/2" thick | SF | 2.54
061600304160 | WOOD AND PLASTICS | SHEATHING | WALL SHEATHING | Wall sheathing, structural plywood, 5/8" thick | SF | 2.8
061600304180 | WOOD AND PLASTICS | SHEATHING | WALL SHEATHING | Wall sheathing, structural plywood, 3/4" thick | SF | 3.19
061600307000 | WOOD AND PLASTICS | SHEATHING | WALL SHEATHING | Wall sheathing, gypsum, 1/2" thick | SF | 1.88
061600307010 | WOOD AND PLASTICS | SHEATHING | WALL SHEATHING | Wall sheathing, gypsum, 5/8" thick | SF | 2.21
061600308000 | WOOD AND PLASTICS | SHEATHING | WALL SHEATHING | Wall sheathing, asphalt impreg fiberboard, 1/2" thk | SF | 2.33
061753101000 | WOOD AND PLASTICS | TRUSSES | WOOD TRUSSES | Truss, fink, 2 x 4 members, 3 pitch, 24' span | EA | 317
061753101020 | WOOD AND PLASTICS | TRUSSES | WOOD TRUSSES | Truss, fink, 2 x 4 members, 3 pitch, 26' span | EA | 328
061753101021 | WOOD AND PLASTICS | TRUSSES | WOOD TRUSSES | Truss, fink, 2 x 4 members, 3 pitch, 28' span | EA | 355
061753101022 | WOOD AND PLASTICS | TRUSSES | WOOD TRUSSES | Truss, fink, 2 x 4 members, 3 pitch, 30' span | EA | 362
061753101024 | WOOD AND PLASTICS | TRUSSES | WOOD TRUSSES | Truss, fink, 2 x 4 members, 3 pitch, 34' span | EA | 378
061753101025 | WOOD AND PLASTICS | TRUSSES | WOOD TRUSSES | Truss, fink, 2 x 4 members, 3 pitch, 38' span | EA | 383
061753101040 | WOOD AND PLASTICS | TRUSSES | WOOD TRUSSES | Truss, fink, 2 x 4 members, 5 pitch, 24' span | EA | 331
061753101050 | WOOD AND PLASTICS | TRUSSES | WOOD TRUSSES | Truss, fink, 2 x 4 members, 5 pitch, 28' span | EA | 350
061753101055 | WOOD AND PLASTICS | TRUSSES | WOOD TRUSSES | Truss, fink, 2 x 4 members, 5 pitch, 30' span | EA | 375
061753101060 | WOOD AND PLASTICS | TRUSSES | WOOD TRUSSES | Truss, fink, 2 x 4 members, 5 pitch, 32' span | EA | 386
061753101070 | WOOD AND PLASTICS | TRUSSES | WOOD TRUSSES | Truss, fink, 2 x 4 members, 5 pitch, 40' span | EA | 494
061753101080 | WOOD AND PLASTICS | TRUSSES | WOOD TRUSSES | Truss, gable, 2 x 4 members, 5 pitch, 24' span | EA | 369
061753101090 | WOOD AND PLASTICS | TRUSSES | WOOD TRUSSES | Truss, gable, 2 x 4 members, 5 pitch, 26' span | EA | 387
061753101100 | WOOD AND PLASTICS | TRUSSES | WOOD TRUSSES | Truss, gable, 2 x 4 members, 5 pitch, 28' span | EA | 429
061753101120 | WOOD AND PLASTICS | TRUSSES | WOOD TRUSSES | Truss, gable, 2 x 4 members, 5 pitch, 30' span | EA | 451
061753101140 | WOOD AND PLASTICS | TRUSSES | WOOD TRUSSES | Truss, gable, 2 x 4 members, 5 pitch, 32' span | EA | 457
061753101160 | WOOD AND PLASTICS | TRUSSES | WOOD TRUSSES | Truss, gable, 2 x 4 members, 5 pitch, 36' span | EA | 488
061753101180 | WOOD AND PLASTICS | TRUSSES | WOOD TRUSSES | Truss, gable, 2 x 4 members, 5 pitch, 40' span | EA | 521
061753102040 | WOOD AND PLASTICS | TRUSSES | WOOD TRUSSES | Truss, king post type, 2 x 4 members, 4 pitch, 16' spa | EA | 252
061753102060 | WOOD AND PLASTICS | TRUSSES | WOOD TRUSSES | Truss, king post type, 2 x 4 members, 4 pitch, 18' spa | EA | 268
061753102080 | WOOD AND PLASTICS | TRUSSES | WOOD TRUSSES | Truss, king post type, 2 x 4 members, 4 pitch, 24' spa | EA | 287
061753102100 | WOOD AND PLASTICS | TRUSSES | WOOD TRUSSES | Truss, king post type, 2 x 4 members, 4 pitch, 26' spa | EA | 300
061753102120 | WOOD AND PLASTICS | TRUSSES | WOOD TRUSSES | Truss, king post type, 2 x 4 members, 4 pitch, 30' spa | EA | 361
061753102140 | WOOD AND PLASTICS | TRUSSES | WOOD TRUSSES | Truss, king post type, 2 x 4 members, 4 pitch, 34' spa | EA | 376
061753102160 | WOOD AND PLASTICS | TRUSSES | WOOD TRUSSES | Truss, king post type, 2 x 4 members, 4 pitch, 38' spa | EA | 439
061753102180 | WOOD AND PLASTICS | TRUSSES | WOOD TRUSSES | Truss, king post type, 2 x 4 members, 4 pitch, 42' spa | EA | 506
061813100020 | WOOD AND PLASTICS | GLUED-LAMINATED CONSTRUCTION | LAMINATED BEAMS | Laminated beams, parallel strand beams 3-1/2" wide x 9-1/2" | LF | 28.01
061813100030 | WOOD AND PLASTICS | GLUED-LAMINATED CONSTRUCTION | LAMINATED BEAMS | Laminated beams, parallel strand beams 3-1/2" wide x 11/1/4" | LF | 29.64
061813100040 | WOOD AND PLASTICS | GLUED-LAMINATED CONSTRUCTION | LAMINATED BEAMS | Laminated beams, parallel strand beams 3-1/2" wide x 11-7/8" | LF | 31.26
061813100050 | WOOD AND PLASTICS | GLUED-LAMINATED CONSTRUCTION | LAMINATED BEAMS | Laminated beams, parallel strand beams 3-1/2" wide x 14" | LF | 39.19
061813100060 | WOOD AND PLASTICS | GLUED-LAMINATED CONSTRUCTION | LAMINATED BEAMS | Laminated beams, parallel strand beams 3-1/2" wide x 16" | LF | 45.91
061813100070 | WOOD AND PLASTICS | GLUED-LAMINATED CONSTRUCTION | LAMINATED BEAMS | Laminated beams, parallel strand beams 3-1/2" wide x 18" | LF | 53.93
061813101010 | WOOD AND PLASTICS | GLUED-LAMINATED CONSTRUCTION | LAMINATED BEAMS | Laminated beams, veneer beams, 1-3/4" wide x 11-7/8" | LF | 20.9
061813101020 | WOOD AND PLASTICS | GLUED-LAMINATED CONSTRUCTION | LAMINATED BEAMS | Laminated beams, veneer beams, 1-3/4" wide x 14" | LF | 25.73
061813101030 | WOOD AND PLASTICS | GLUED-LAMINATED CONSTRUCTION | LAMINATED BEAMS | Laminated beams, veneer beams, 1-3/4" wide x 16" | LF | 26.03
061813101040 | WOOD AND PLASTICS | GLUED-LAMINATED CONSTRUCTION | LAMINATED BEAMS | Laminated beams, veneer beams, 1-3/4" wide x 18" | LF | 32.02
061813102010 | WOOD AND PLASTICS | GLUED-LAMINATED CONSTRUCTION | LAMINATED BEAMS | Laminated beams, strand beams, 1-3/4" wide x 9-1/2" | LF | 14.84
061813102020 | WOOD AND PLASTICS | GLUED-LAMINATED CONSTRUCTION | LAMINATED BEAMS | Laminated beams, strand beams, 1-3/4" wide x 11-7/8" | LF | 16.66
061813102030 | WOOD AND PLASTICS | GLUED-LAMINATED CONSTRUCTION | LAMINATED BEAMS | Laminated beams, strand beams, 1-3/4" wide x 14" | LF | 19.6
061813102040 | WOOD AND PLASTICS | GLUED-LAMINATED CONSTRUCTION | LAMINATED BEAMS | Laminated beams, strand beams, 1-3/4" wide x 16" | LF | 22.22
061813102060 | WOOD AND PLASTICS | GLUED-LAMINATED CONSTRUCTION | LAMINATED BEAMS | Laminated beams, strand beams, 3-1/2" wide x 9-1/2" | LF | 22.6
061813102070 | WOOD AND PLASTICS | GLUED-LAMINATED CONSTRUCTION | LAMINATED BEAMS | Laminated beams, strand beams, 3-1/2" wide x 11-7/8" | LF | 28.36
061813102080 | WOOD AND PLASTICS | GLUED-LAMINATED CONSTRUCTION | LAMINATED BEAMS | Laminated beams, strand beams, 3-1/2" wide x 14" | LF | 33.33
061813102090 | WOOD AND PLASTICS | GLUED-LAMINATED CONSTRUCTION | LAMINATED BEAMS | Laminated beams, strand beams, 3-1/2" wide x 16" | LF | 39.32
061813103010 | WOOD AND PLASTICS | GLUED-LAMINATED CONSTRUCTION | LAMINATED BEAMS | Laminated beams, gluelam beam, 3-1/2" wide x 10" | LF | 20.98
061813103020 | WOOD AND PLASTICS | GLUED-LAMINATED CONSTRUCTION | LAMINATED BEAMS | Laminated beams, gluelam beam, 3-1/2" wide x 12" | LF | 25.01
061813103030 | WOOD AND PLASTICS | GLUED-LAMINATED CONSTRUCTION | LAMINATED BEAMS | Laminated beams, gluelam beam, 3-1/2" wide x 15" | LF | 30.68
061813103050 | WOOD AND PLASTICS | GLUED-LAMINATED CONSTRUCTION | LAMINATED BEAMS | Laminated beams, gluelam beam, 5-1/2" wide x 10" | LF | 30.33
061813103060 | WOOD AND PLASTICS | GLUED-LAMINATED CONSTRUCTION | LAMINATED BEAMS | Laminated beams, gluelam beam, 5-1/2" wide x 12" | LF | 37.3
061813103070 | WOOD AND PLASTICS | GLUED-LAMINATED CONSTRUCTION | LAMINATED BEAMS | Laminated beams, gluelam beam, 5-1/2" wide x 15" | LF | 46.15
061813103150 | WOOD AND PLASTICS | GLUED-LAMINATED CONSTRUCTION | LAMINATED BEAMS | Laminated beams, gluelam beam, 7-1/2" wide x 10" | LF | 40.02
061813103200 | WOOD AND PLASTICS | GLUED-LAMINATED CONSTRUCTION | LAMINATED BEAMS | Laminated beams, gluelam beam, 7-1/2" wide x 12" | LF | 48.87
061813103250 | WOOD AND PLASTICS | GLUED-LAMINATED CONSTRUCTION | LAMINATED BEAMS | Laminated beams, gluelam beam, 7-1/2" wide x 15" | LF | 60.65
061813103280 | WOOD AND PLASTICS | GLUED-LAMINATED CONSTRUCTION | LAMINATED BEAMS | Laminated beams, gluelam beam, 7-1/2" wide x 18" | LF | 71.72
061813103350 | WOOD AND PLASTICS | GLUED-LAMINATED CONSTRUCTION | LAMINATED BEAMS | Laminated beams, gluelam beam, 9-1/2" wide x 10" | LF | 49.37
061813103400 | WOOD AND PLASTICS | GLUED-LAMINATED CONSTRUCTION | LAMINATED BEAMS | Laminated beams, gluelam beam, 9-1/2" wide x 16" | LF | 77.85
061813103450 | WOOD AND PLASTICS | GLUED-LAMINATED CONSTRUCTION | LAMINATED BEAMS | Laminated beams, gluelam beam, 9-1/2" wide x 20" | LF | 96.88
061813103500 | WOOD AND PLASTICS | GLUED-LAMINATED CONSTRUCTION | LAMINATED BEAMS | Laminated beams, gluelam beam, 9-1/2" wide x 24" | LF | 115
061813103550 | WOOD AND PLASTICS | GLUED-LAMINATED CONSTRUCTION | LAMINATED BEAMS | Laminated beams, gluelam beam, 9-1/2" wide x 30" | LF | 143
062023101000 | WOOD AND PLASTICS | FINISH CARPENTRY | FINISH CARPENTRY | Molding, apron, flat, 9/16 x 2 | LF | 6.06
062023101010 | WOOD AND PLASTICS | FINISH CARPENTRY | FINISH CARPENTRY | Molding, apron, flat, 9/16 x 3-1/2 | LF | 8.86
062023101022 | WOOD AND PLASTICS | FINISH CARPENTRY | FINISH CARPENTRY | Molding, base, colonial, 7/16 x 2-1/4 | LF | 6.68
062023101024 | WOOD AND PLASTICS | FINISH CARPENTRY | FINISH CARPENTRY | Molding, base, colonial, 7/16 x 3 | LF | 7.44
062023101026 | WOOD AND PLASTICS | FINISH CARPENTRY | FINISH CARPENTRY | Molding, base, colonial, 7/16 x 3-1/4 | LF | 7.52
062023101028 | WOOD AND PLASTICS | FINISH CARPENTRY | FINISH CARPENTRY | Molding, base, colonial, 9/16 x 3 | LF | 7.66
062023101030 | WOOD AND PLASTICS | FINISH CARPENTRY | FINISH CARPENTRY | Molding, base, colonial, 9/16 x 3-1/4 | LF | 7.81
062023101034 | WOOD AND PLASTICS | FINISH CARPENTRY | FINISH CARPENTRY | Molding, base, colonial, 11/16 x 2-1/4 | LF | 8.21
062023101036 | WOOD AND PLASTICS | FINISH CARPENTRY | FINISH CARPENTRY | Molding, base, ranch, 7/16 x 2-1/4 | LF | 6.93
062023101038 | WOOD AND PLASTICS | FINISH CARPENTRY | FINISH CARPENTRY | Molding, base, ranch, 7/16 x 3-1/4 | LF | 7.44
062023101039 | WOOD AND PLASTICS | FINISH CARPENTRY | FINISH CARPENTRY | Molding, base, ranch, 9/16 x 2-1/4 | LF | 7.4
062023101041 | WOOD AND PLASTICS | FINISH CARPENTRY | FINISH CARPENTRY | Molding, base, ranch, 9/16 x 3 | LF | 7.66
062023101043 | WOOD AND PLASTICS | FINISH CARPENTRY | FINISH CARPENTRY | Molding, base, ranch, 9/16 x 3-1/4 | LF | 7.74
062023101060 | WOOD AND PLASTICS | FINISH CARPENTRY | FINISH CARPENTRY | Molding, casing, wood, 11/16 x 2-1/2 | LF | 6.39
062023101070 | WOOD AND PLASTICS | FINISH CARPENTRY | FINISH CARPENTRY | Molding, casing, wood, 11/16 x 3-1/2 | LF | 6.91
062023101200 | WOOD AND PLASTICS | FINISH CARPENTRY | FINISH CARPENTRY | Molding, chair rail, 9/16 x 2-1/2 | LF | 6.93
062023101210 | WOOD AND PLASTICS | FINISH CARPENTRY | FINISH CARPENTRY | Molding, chair rail, 9/16 x 3-1/2 | LF | 8.01
062023101300 | WOOD AND PLASTICS | FINISH CARPENTRY | FINISH CARPENTRY | Molding, closet pole, 1-1/8" D | LF | 7.37
062023101310 | WOOD AND PLASTICS | FINISH CARPENTRY | FINISH CARPENTRY | Molding, closet pole, 1-5/8" D | LF | 8.29
062023101500 | WOOD AND PLASTICS | FINISH CARPENTRY | FINISH CARPENTRY | Molding, cove, 9/16 x 1-3/4 | LF | 6.26
062023101510 | WOOD AND PLASTICS | FINISH CARPENTRY | FINISH CARPENTRY | Molding, cove, 11/16 x 2-3/4 | LF | 7.44
062023101600 | WOOD AND PLASTICS | FINISH CARPENTRY | FINISH CARPENTRY | Molding, crown, 9/16 x 1-5/8 | LF | 8.03
062023101610 | WOOD AND PLASTICS | FINISH CARPENTRY | FINISH CARPENTRY | Molding, crown, 9/16 x 2-5/8 | LF | 9.1
062023101620 | WOOD AND PLASTICS | FINISH CARPENTRY | FINISH CARPENTRY | Molding, crown, 11/16 x 3-5/8 | LF | 9.86
062023101630 | WOOD AND PLASTICS | FINISH CARPENTRY | FINISH CARPENTRY | Molding, crown, 11/16 x 4-1/4 | LF | 11.99
062023101640 | WOOD AND PLASTICS | FINISH CARPENTRY | FINISH CARPENTRY | Molding, crown, 11/16 x 5-1/4 | LF | 13.27
062023101700 | WOOD AND PLASTICS | FINISH CARPENTRY | FINISH CARPENTRY | Molding, drip cap, 1-1/16 x 1-5/8 | LF | 6.82
062023101800 | WOOD AND PLASTICS | FINISH CARPENTRY | FINISH CARPENTRY | Molding, glass bead, 3/8 x 3/8 | LF | 6.2
062023101820 | WOOD AND PLASTICS | FINISH CARPENTRY | FINISH CARPENTRY | Molding, glass bead, 1/2 x 9/16 | LF | 6.44
062023101840 | WOOD AND PLASTICS | FINISH CARPENTRY | FINISH CARPENTRY | Molding, glass bead, 5/8 x 5/8 | LF | 6.54
062023101860 | WOOD AND PLASTICS | FINISH CARPENTRY | FINISH CARPENTRY | Molding, glass bead, 3/4 x 3/4 | LF | 6.78
062023101900 | WOOD AND PLASTICS | FINISH CARPENTRY | FINISH CARPENTRY | Molding, half round, 1/2" D | LF | 4.53
062023101910 | WOOD AND PLASTICS | FINISH CARPENTRY | FINISH CARPENTRY | Molding, half round, 5/8" D | LF | 4.94
062023101920 | WOOD AND PLASTICS | FINISH CARPENTRY | FINISH CARPENTRY | Molding, half round, 3/4" D | LF | 5.53
062023102000 | WOOD AND PLASTICS | FINISH CARPENTRY | FINISH CARPENTRY | Molding, lattice, 1/4 x 7/8 | LF | 4.19
062023102010 | WOOD AND PLASTICS | FINISH CARPENTRY | FINISH CARPENTRY | Molding, lattice, 1/4 x 1-1/8 | LF | 4.26
062023102020 | WOOD AND PLASTICS | FINISH CARPENTRY | FINISH CARPENTRY | Molding, lattice, 1/4 x 1-3/8 | LF | 4.33
062023102030 | WOOD AND PLASTICS | FINISH CARPENTRY | FINISH CARPENTRY | Molding, lattice, 1/4 x 1-3/4 | LF | 4.45
062023102040 | WOOD AND PLASTICS | FINISH CARPENTRY | FINISH CARPENTRY | Molding, lattice, 1/4 x 2 | LF | 4.64
062023102100 | WOOD AND PLASTICS | FINISH CARPENTRY | FINISH CARPENTRY | Molding, ogee moulding, 5/8 x 3/4 | LF | 5.45
062023102110 | WOOD AND PLASTICS | FINISH CARPENTRY | FINISH CARPENTRY | Molding, ogee moulding, 11/16 x 1-1/8 | LF | 7.28
062023102120 | WOOD AND PLASTICS | FINISH CARPENTRY | FINISH CARPENTRY | Molding, ogee moulding, 11/16 x 1-3/8 | LF | 6.6
062023102200 | WOOD AND PLASTICS | FINISH CARPENTRY | FINISH CARPENTRY | Molding, parting bead, 3/8 x 7/8 | LF | 6.63
062023102301 | WOOD AND PLASTICS | FINISH CARPENTRY | FINISH CARPENTRY | Molding, quarter round, 1/4 x 1/4 | LF | 3.81
062023102303 | WOOD AND PLASTICS | FINISH CARPENTRY | FINISH CARPENTRY | Molding, quarter round, 3/8 x 3/8 | LF | 4.03
062023102305 | WOOD AND PLASTICS | FINISH CARPENTRY | FINISH CARPENTRY | Molding, quarter round, 1/2 x 1/2 | LF | 4.26
062023102307 | WOOD AND PLASTICS | FINISH CARPENTRY | FINISH CARPENTRY | Molding, quarter round, 11/16 x 11/16 | LF | 4.55
062023102309 | WOOD AND PLASTICS | FINISH CARPENTRY | FINISH CARPENTRY | Molding, quarter round, 3/4 x 3/4 | LF | 5.38
062023102311 | WOOD AND PLASTICS | FINISH CARPENTRY | FINISH CARPENTRY | Molding, quarter round, 1-1/16 x 1-1/16 | LF | 5.16
062023102400 | WOOD AND PLASTICS | FINISH CARPENTRY | FINISH CARPENTRY | Railings, balusters, 1-1/4 x 2-1/4 | LF | 13.04
062023102410 | WOOD AND PLASTICS | FINISH CARPENTRY | FINISH CARPENTRY | Railings, balusters, 1-1/8 x 1-1/8 | LF | 13.13
062023102500 | WOOD AND PLASTICS | FINISH CARPENTRY | FINISH CARPENTRY | Molding, screen moldings, 1/4 x 3/4 | LF | 8.03
062023102510 | WOOD AND PLASTICS | FINISH CARPENTRY | FINISH CARPENTRY | Molding, screen moldings, 5/8 x 5/16 | LF | 8.34
062023102600 | WOOD AND PLASTICS | FINISH CARPENTRY | FINISH CARPENTRY | Molding, shoe, 7/16 x 11/16 | LF | 4.79
062023102610 | WOOD AND PLASTICS | FINISH CARPENTRY | FINISH CARPENTRY | Molding, sash beads, 1/2 x 3/4 | LF | 8.57
062023102620 | WOOD AND PLASTICS | FINISH CARPENTRY | FINISH CARPENTRY | Molding, sash beads, 1/2 x 7/8 | LF | 8.79
062023102630 | WOOD AND PLASTICS | FINISH CARPENTRY | FINISH CARPENTRY | Molding, sash beads, 1/2 x 1-1/8 | LF | 9.57
062023102640 | WOOD AND PLASTICS | FINISH CARPENTRY | FINISH CARPENTRY | Molding, sash beads, 5/8 x 7/8 | LF | 9.57
062023102800 | WOOD AND PLASTICS | FINISH CARPENTRY | FINISH CARPENTRY | Molding, stop, colonial, 5/8 x 5/16 | LF | 6.17
062023102810 | WOOD AND PLASTICS | FINISH CARPENTRY | FINISH CARPENTRY | Molding, stop, ranch, 5/8 x 5/16 | LF | 6.17
062023102900 | WOOD AND PLASTICS | FINISH CARPENTRY | FINISH CARPENTRY | Molding, stools, 11/16 x 2-1/4 | LF | 13.73
062023102910 | WOOD AND PLASTICS | FINISH CARPENTRY | FINISH CARPENTRY | Molding, stools, 11/16 x 2-1/2 | LF | 13.95
062023102920 | WOOD AND PLASTICS | FINISH CARPENTRY | FINISH CARPENTRY | Molding, stools, 11/16 x 5-1/4 | LF | 15.25
062023103000 | WOOD AND PLASTICS | FINISH CARPENTRY | FINISH CARPENTRY | Exterior trim, casing, select pine, 1 x 3 | LF | 5.74
062023103040 | WOOD AND PLASTICS | FINISH CARPENTRY | FINISH CARPENTRY | Exterior trim, casing, select pine, 1 x 4 | LF | 6.51
062023103060 | WOOD AND PLASTICS | FINISH CARPENTRY | FINISH CARPENTRY | Exterior trim, casing, select pine, 1 x 6 | LF | 8.39
062023103100 | WOOD AND PLASTICS | FINISH CARPENTRY | FINISH CARPENTRY | Exterior trim, casing, select pine, 1 x 8 | LF | 10.5
062023104020 | WOOD AND PLASTICS | FINISH CARPENTRY | FINISH CARPENTRY | Exterior trim, casing, douglas fir, 1 x 3 | LF | 5.69
062023104040 | WOOD AND PLASTICS | FINISH CARPENTRY | FINISH CARPENTRY | Exterior trim, casing, douglas fir, 1 x 4 | LF | 6.06
062023104060 | WOOD AND PLASTICS | FINISH CARPENTRY | FINISH CARPENTRY | Exterior trim, casing, douglas fir, 1 x 6 | LF | 7.12
062023104100 | WOOD AND PLASTICS | FINISH CARPENTRY | FINISH CARPENTRY | Exterior trim, casing, douglas fir, 1 x 8 | LF | 8.67
062023104520 | WOOD AND PLASTICS | FINISH CARPENTRY | FINISH CARPENTRY | Exterior trim, casing, Cellular PVC, 1 x 3 | LF | 6.43
062023104540 | WOOD AND PLASTICS | FINISH CARPENTRY | FINISH CARPENTRY | Exterior trim, casing, Cellular PVC, 1 x 4 | LF | 7.53
062023104560 | WOOD AND PLASTICS | FINISH CARPENTRY | FINISH CARPENTRY | Exterior trim, casing, Cellular PVC, 1 x 6 | LF | 9.22
062023104580 | WOOD AND PLASTICS | FINISH CARPENTRY | FINISH CARPENTRY | Exterior trim, casing, Cellular PVC, 1 x 8 | LF | 11.3
062023105020 | WOOD AND PLASTICS | FINISH CARPENTRY | FINISH CARPENTRY | Cornice, white pine, #2, 1 x 2 | LF | 5.08
062023105040 | WOOD AND PLASTICS | FINISH CARPENTRY | FINISH CARPENTRY | Cornice, white pine, #2, 1 x 4 | LF | 5.3
062023105060 | WOOD AND PLASTICS | FINISH CARPENTRY | FINISH CARPENTRY | Cornice, white pine, #2, 1 x 6 | LF | 6.51
062023105080 | WOOD AND PLASTICS | FINISH CARPENTRY | FINISH CARPENTRY | Cornice, white pine, #2, 1 x 8 | LF | 7.23
062023105100 | WOOD AND PLASTICS | FINISH CARPENTRY | FINISH CARPENTRY | Cornice, white pine, #2, 1 x 10 | LF | 8.22
062023105120 | WOOD AND PLASTICS | FINISH CARPENTRY | FINISH CARPENTRY | Cornice, white pine, #2, 1 x 12 | LF | 9.32
062023106020 | WOOD AND PLASTICS | FINISH CARPENTRY | FINISH CARPENTRY | Cornice, Cellular PVC trim, 1 x 2 | LF | 5.81
062023106040 | WOOD AND PLASTICS | FINISH CARPENTRY | FINISH CARPENTRY | Cornice, Cellular PVC trim, 1 x 4 | LF | 7.53
062023106060 | WOOD AND PLASTICS | FINISH CARPENTRY | FINISH CARPENTRY | Cornice, Cellular PVC trim, 1 x 6 | LF | 9.22
062023106080 | WOOD AND PLASTICS | FINISH CARPENTRY | FINISH CARPENTRY | Cornice, Cellular PVC trim, 1 x 8 | LF | 11
062023106100 | WOOD AND PLASTICS | FINISH CARPENTRY | FINISH CARPENTRY | Cornice, Cellular PVC trim, 1 x 10 | LF | 12.81
062023106120 | WOOD AND PLASTICS | FINISH CARPENTRY | FINISH CARPENTRY | Cornice, Cellular PVC trim, 1 x 12 | LF | 14.73
062023106210 | WOOD AND PLASTICS | FINISH CARPENTRY | FINISH CARPENTRY | ¬5Cellular PVC 4'x8' sheets, per sheet, 1/2" thick | EA | 138
062023106220 | WOOD AND PLASTICS | FINISH CARPENTRY | FINISH CARPENTRY | ¬5Cellular PVC 4'x8' sheets, per sheet, 3/4" thick | EA | 165
062023106310 | WOOD AND PLASTICS | FINISH CARPENTRY | FINISH CARPENTRY | Interior, Trim board, hardwood, #2, 1 x 2 | LF | 7.12
062023106320 | WOOD AND PLASTICS | FINISH CARPENTRY | FINISH CARPENTRY | Interior, Trim board, hardwood, #2, 1 x 4 | LF | 9.17
062023106330 | WOOD AND PLASTICS | FINISH CARPENTRY | FINISH CARPENTRY | Interior, Trim board, hardwood, #2, 1 x 6 | LF | 11.98
062023106340 | WOOD AND PLASTICS | FINISH CARPENTRY | FINISH CARPENTRY | Interior, Trim board, hardwood, #2, 1 x8 | LF | 14.52
062023106350 | WOOD AND PLASTICS | FINISH CARPENTRY | FINISH CARPENTRY | Interior, Trim board, hardwood, #2, 1 x 10 | LF | 17.23
062023106360 | WOOD AND PLASTICS | FINISH CARPENTRY | FINISH CARPENTRY | Interior, Trim board, hardwood, #2, 1 x 12 | LF | 19.98
062023108620 | WOOD AND PLASTICS | FINISH CARPENTRY | FINISH CARPENTRY | Shelving, pine, 1 x 8 | LF | 8.92
062023108640 | WOOD AND PLASTICS | FINISH CARPENTRY | FINISH CARPENTRY | Shelving, pine, 1 x 10 | LF | 9.96
062023108660 | WOOD AND PLASTICS | FINISH CARPENTRY | FINISH CARPENTRY | Shelving, pine, 1 x 12 | LF | 11.15
062023108800 | WOOD AND PLASTICS | FINISH CARPENTRY | FINISH CARPENTRY | Plywood shelf, 3/4", with edge band, 12" wide | LF | 12.86
062023108860 | WOOD AND PLASTICS | FINISH CARPENTRY | FINISH CARPENTRY | Adjustable shelf, w/rod, 12" W, 3-4' long | EA | 51.5
062023108880 | WOOD AND PLASTICS | FINISH CARPENTRY | FINISH CARPENTRY | Adjustable shelf, w/rod, 12" W, 5-8' long | EA | 85.38
062023108910 | WOOD AND PLASTICS | FINISH CARPENTRY | FINISH CARPENTRY | Prefinished shelf, w/bracket, 8" W, 3' long | EA | 112
062023108922 | WOOD AND PLASTICS | FINISH CARPENTRY | FINISH CARPENTRY | Prefinished shelf, w/bracket, 8" W, 4' long | EA | 125
062023108924 | WOOD AND PLASTICS | FINISH CARPENTRY | FINISH CARPENTRY | Prefinished shelf, w/bracket, 8" W, 6' long | EA | 172
062023108940 | WOOD AND PLASTICS | FINISH CARPENTRY | FINISH CARPENTRY | Prefinished shelf, w/bracket, 10" W, 3' long | EA | 121
062023108942 | WOOD AND PLASTICS | FINISH CARPENTRY | FINISH CARPENTRY | Prefinished shelf, w/bracket, 10" W, 4' long | EA | 167
062023108946 | WOOD AND PLASTICS | FINISH CARPENTRY | FINISH CARPENTRY | Prefinished shelf, w/bracket, 10" w, 6' long | EA | 185
062200100099 | WOOD AND PLASTICS | MILLWORK | MILLWORK | Countertop, lam plastic, minimum | LF | 39.39
062200100100 | WOOD AND PLASTICS | MILLWORK | MILLWORK | Countertop, lam plastic, average | LF | 62.78
062200100110 | WOOD AND PLASTICS | MILLWORK | MILLWORK | Countertop, lam plastic, maximum | LF | 85.01
062200100120 | WOOD AND PLASTICS | MILLWORK | MILLWORK | Countertop, laminated plastic, 25"x1-1/4", minimum | LF | 49.97
062200100130 | WOOD AND PLASTICS | MILLWORK | MILLWORK | Countertop, laminated plastic, 25"x1-1/4", average | LF | 78.11
062200100140 | WOOD AND PLASTICS | MILLWORK | MILLWORK | Countertop, laminated plastic, 25"x1-1/4", maximum | LF | 109
062200100160 | WOOD AND PLASTICS | MILLWORK | MILLWORK | Countertop, add for cutouts | EA | 51.13
062200100165 | WOOD AND PLASTICS | MILLWORK | MILLWORK | Countertop, back splash, 4" high, 7/8" thick | LF | 41.25
062200102020 | WOOD AND PLASTICS | MILLWORK | MILLWORK | Millwork, plywood, sanded a-c, 1/4" thick | SF | 4.32
062200102040 | WOOD AND PLASTICS | MILLWORK | MILLWORK | Millwork, plywood, sanded a-c, 3/8" thick | SF | 4.64
062200102060 | WOOD AND PLASTICS | MILLWORK | MILLWORK | Millwork, plywood, sanded a-c, 1/2" thick | SF | 5.09
062200102080 | WOOD AND PLASTICS | MILLWORK | MILLWORK | Millwork, plywood, sanded a-d, 1/4" thick | SF | 4.24
062200102090 | WOOD AND PLASTICS | MILLWORK | MILLWORK | Millwork, plywood, sanded a-d, 3/8" thick | SF | 4.64
062200102100 | WOOD AND PLASTICS | MILLWORK | MILLWORK | Millwork, plywood, sanded a-d, 1/2" thick | SF | 5.01
062200102540 | WOOD AND PLASTICS | MILLWORK | MILLWORK | Cabinets, base, 36" high, 24" deep, hardwood, min | LF | 395
062200102560 | WOOD AND PLASTICS | MILLWORK | MILLWORK | Cabinets, base, 36" high, 24" deep, hardwood, avg | LF | 453
062200102580 | WOOD AND PLASTICS | MILLWORK | MILLWORK | Cabinets, base, 36" high, 24" deep, hardwood, max | LF | 515
062200102640 | WOOD AND PLASTICS | MILLWORK | MILLWORK | Cabinets, wall, 24" high, 12" deep, hardwood, min | LF | 137
062200102660 | WOOD AND PLASTICS | MILLWORK | MILLWORK | Cabinets, wall, 24" high, 12" deep, hardwood, avg | LF | 181
062200102680 | WOOD AND PLASTICS | MILLWORK | MILLWORK | Cabinets, wall, 24" high, 12" deep, hardwood, max | LF | 228
062600101040 | WOOD AND PLASTICS | ARCHITECTURAL WOODWORK | PANEL WORK | Hardboard, tempered, 1/4" thick, natural faced | SF | 3.68
062600101060 | WOOD AND PLASTICS | ARCHITECTURAL WOODWORK | PANEL WORK | Hardboard, tempered, 1/4" thick, plastic faced | SF | 4.79
062600101080 | WOOD AND PLASTICS | ARCHITECTURAL WOODWORK | PANEL WORK | Hardboard, tempered, 1/4" thick, pegboard | SF | 4.1
062600101100 | WOOD AND PLASTICS | ARCHITECTURAL WOODWORK | PANEL WORK | Hardboard, tempered, 1/4" thick, pegboard, plastic faced | SF | 3.97
062600101220 | WOOD AND PLASTICS | ARCHITECTURAL WOODWORK | PANEL WORK | Hardboard, untempered, 1/4" thick, natural faced | SF | 3.43
062600101240 | WOOD AND PLASTICS | ARCHITECTURAL WOODWORK | PANEL WORK | Hardboard, untempered, 1/4" thick, plastic faced | SF | 4.72
062600101260 | WOOD AND PLASTICS | ARCHITECTURAL WOODWORK | PANEL WORK | Hardboard, untempered, 1/4" thick, pegboard | SF | 3.51
062600101280 | WOOD AND PLASTICS | ARCHITECTURAL WOODWORK | PANEL WORK | Hardboard, untempered, 1/4" thick, pegboard, plastic faced | SF | 4.45
062600101330 | WOOD AND PLASTICS | ARCHITECTURAL WOODWORK | PANEL WORK | Paneling, unfinished, birch, 1/4" thick, natural | SF | 4.57
062600101340 | WOOD AND PLASTICS | ARCHITECTURAL WOODWORK | PANEL WORK | Paneling, unfinished, birch, 1/4" thick, select | SF | 5.43
062600101400 | WOOD AND PLASTICS | ARCHITECTURAL WOODWORK | PANEL WORK | Paneling, unfinished, knotty pine | SF | 6.29
062600101520 | WOOD AND PLASTICS | ARCHITECTURAL WOODWORK | PANEL WORK | Paneling, cedar, closet lining, boards | SF | 7.15
062600101540 | WOOD AND PLASTICS | ARCHITECTURAL WOODWORK | PANEL WORK | Paneling, cedar, closet lining, sheets | SF | 5.43
062600102020 | WOOD AND PLASTICS | ARCHITECTURAL WOODWORK | PANEL WORK | Panel, ply-prefinished, 1/4" thick, #1 gr, birch | SF | 8.43
062600102040 | WOOD AND PLASTICS | ARCHITECTURAL WOODWORK | PANEL WORK | Panel, ply-prefinished, 1/4" thick, #1 gr, cherry | SF | 9.3
062600102060 | WOOD AND PLASTICS | ARCHITECTURAL WOODWORK | PANEL WORK | Panel, ply-prefinished, 1/4" thick, #1 gr, chestnut | SF | 10.51
062600102080 | WOOD AND PLASTICS | ARCHITECTURAL WOODWORK | PANEL WORK | Panel, ply-prefinished, 1/4" thick, #1 gr, lauan | SF | 5.51
062600102100 | WOOD AND PLASTICS | ARCHITECTURAL WOODWORK | PANEL WORK | Panel, ply-prefinished, 1/4" thick, #1 gr, mahogany | SF | 9.22
062600102120 | WOOD AND PLASTICS | ARCHITECTURAL WOODWORK | PANEL WORK | Panel, ply-prefinished, 1/4" thick, #1 gr, red oak | SF | 9.22
062600102140 | WOOD AND PLASTICS | ARCHITECTURAL WOODWORK | PANEL WORK | Panel, ply-prefinished, 1/4" thick, #1 gr, pecan | SF | 10.77
062600102160 | WOOD AND PLASTICS | ARCHITECTURAL WOODWORK | PANEL WORK | Panel, ply-prefinished, 1/4" thick, #1 gr, rosewood | SF | 8.31
062600102180 | WOOD AND PLASTICS | ARCHITECTURAL WOODWORK | PANEL WORK | Panel, ply-prefinished, 1/4" thick, #1 gr, teak | SF | 10.94
062600102200 | WOOD AND PLASTICS | ARCHITECTURAL WOODWORK | PANEL WORK | Panel, ply-prefinished, 1/4" thick, #1 gr, walnut | SF | 9.9
064313100100 | WOOD AND PLASTICS | WOOD STAIRS AND RAILINGS | STAIRWORK | Stair risers, 1 x 8, 42" wide, oak | EA | 87.42
064313100120 | WOOD AND PLASTICS | WOOD STAIRS AND RAILINGS | STAIRWORK | Stair risers, 1 x 8, 42" wide, pine | EA | 82.25
064313100140 | WOOD AND PLASTICS | WOOD STAIRS AND RAILINGS | STAIRWORK | Stair treads, 1-1/16"x 9-1/2"x 42", oak | EA | 107
064400101000 | WOOD AND PLASTICS | ORNAMENTAL WOODWORK | COLUMNS | Column, wood, hollow, 12" D, 10' high | EA | 1499
064400101040 | WOOD AND PLASTICS | ORNAMENTAL WOODWORK | COLUMNS | Column, wood, hollow, 12" D, 12" high | EA | 1815
064400101060 | WOOD AND PLASTICS | ORNAMENTAL WOODWORK | COLUMNS | Column, wood, hollow, 12" D, 14' high | EA | 2169
064400101080 | WOOD AND PLASTICS | ORNAMENTAL WOODWORK | COLUMNS | Column, wood, hollow, 12" D, 16' high | EA | 2689
064400102020 | WOOD AND PLASTICS | ORNAMENTAL WOODWORK | COLUMNS | Column, wood, hollow, 24" D, 16' high | EA | 5916
064400102040 | WOOD AND PLASTICS | ORNAMENTAL WOODWORK | COLUMNS | Column, wood, hollow, 24" D, 18' high | EA | 6716
064400102060 | WOOD AND PLASTICS | ORNAMENTAL WOODWORK | COLUMNS | Column, wood, hollow, 24" D, 20' high | EA | 8210
064400102080 | WOOD AND PLASTICS | ORNAMENTAL WOODWORK | COLUMNS | Column, wood, hollow, 24" D, 22' high | EA | 8643
064400102100 | WOOD AND PLASTICS | ORNAMENTAL WOODWORK | COLUMNS | Column, wood, hollow, 24" D, 24' high | EA | 9417
064480100160 | WOOD AND PLASTICS | ORNAMENTAL WOODWORK | RESIDENTIAL DECKS | Residential composite decking, 1x6, minimum | SF | 12.32
064480100180 | WOOD AND PLASTICS | ORNAMENTAL WOODWORK | RESIDENTIAL DECKS | Residential composite decking, 1x6, average | SF | 14.78
064480100200 | WOOD AND PLASTICS | ORNAMENTAL WOODWORK | RESIDENTIAL DECKS | Residential composite decking, 1x6, maximum | SF | 18.48
064480101150 | WOOD AND PLASTICS | ORNAMENTAL WOODWORK | RESIDENTIAL DECKS | Residential composite post, 4x4 | EA | 90.4
064480101200 | WOOD AND PLASTICS | ORNAMENTAL WOODWORK | RESIDENTIAL DECKS | Residential composite post, 6x6 | EA | 137
064480102100 | WOOD AND PLASTICS | ORNAMENTAL WOODWORK | RESIDENTIAL DECKS | Residential composite post, shoe | EA | 13.4
064480102200 | WOOD AND PLASTICS | ORNAMENTAL WOODWORK | RESIDENTIAL DECKS | Residential composite post, cap | EA | 15.88
064480104020 | WOOD AND PLASTICS | ORNAMENTAL WOODWORK | RESIDENTIAL DECKS | Composite deck railing, complete, minimum | LF | 57.63
064480104060 | WOOD AND PLASTICS | ORNAMENTAL WOODWORK | RESIDENTIAL DECKS | Composite deck railing, complete, average | LF | 71.36
064480104080 | WOOD AND PLASTICS | ORNAMENTAL WOODWORK | RESIDENTIAL DECKS | Composite deck railing, complete, maximum | LF | 86.45
071100101040 | THERMAL AND MOISTURE | MOISTURE PROTECTION | DAMPPROOFING | Silicone damproofing, spray on, conc surface, 1 coat | SF | 1.04
071100101060 | THERMAL AND MOISTURE | MOISTURE PROTECTION | DAMPPROOFING | Silicone damproofing, spray on, conc surface, 2 coats | SF | 1.61
071100101080 | THERMAL AND MOISTURE | MOISTURE PROTECTION | DAMPPROOFING | Silicone damproofing, spray on, conc block, 1 coat | SF | 1.11
071100101100 | THERMAL AND MOISTURE | MOISTURE PROTECTION | DAMPPROOFING | Silicone damproofing, spray on, conc block, 2 coats | SF | 1.7
071100101120 | THERMAL AND MOISTURE | MOISTURE PROTECTION | DAMPPROOFING | Silicone damproofing, spray on, brick, 1 coat | SF | 1.27
071100101140 | THERMAL AND MOISTURE | MOISTURE PROTECTION | DAMPPROOFING | Silicone damproofing, spray on, brick, 2 coats | SF | 1.85
071113100120 | THERMAL AND MOISTURE | MOISTURE PROTECTION | BITUMINOUS DAMPPROOFING | Building paper, 15# felt | SF | 2.78
071113100140 | THERMAL AND MOISTURE | MOISTURE PROTECTION | BITUMINOUS DAMPPROOFING | Building paper, 30# felt | SF | 3.08
071113101020 | THERMAL AND MOISTURE | MOISTURE PROTECTION | BITUMINOUS DAMPPROOFING | Damproofing, asphalt, troweled, 1 coat | SF | 2.89
071113101040 | THERMAL AND MOISTURE | MOISTURE PROTECTION | BITUMINOUS DAMPPROOFING | Damproofing, asphalt, troweled, 2 coats | SF | 4.77
071113101060 | THERMAL AND MOISTURE | MOISTURE PROTECTION | BITUMINOUS DAMPPROOFING | Damproofing, asphalt, troweled, 3 coats | SF | 6.26
071113101220 | THERMAL AND MOISTURE | MOISTURE PROTECTION | BITUMINOUS DAMPPROOFING | Damproofing, fibrous asphalt, troweled, primer, 1 coat | SF | 3.31
071113101240 | THERMAL AND MOISTURE | MOISTURE PROTECTION | BITUMINOUS DAMPPROOFING | Damproofing, fibrous asphalt, troweled, primer, 2 coat | SF | 5.13
071113101260 | THERMAL AND MOISTURE | MOISTURE PROTECTION | BITUMINOUS DAMPPROOFING | Damproofing, fibrous asphalt, troweled, primer, 3 coat | SF | 6.84
071113101420 | THERMAL AND MOISTURE | MOISTURE PROTECTION | BITUMINOUS DAMPPROOFING | Damproofing, asphaltic paint, per coat, brush on | SF | 1.3
071113101440 | THERMAL AND MOISTURE | MOISTURE PROTECTION | BITUMINOUS DAMPPROOFING | Damproofing, asphaltic paint, per coat, spray on | SF | 1.26
071116100100 | THERMAL AND MOISTURE | MOISTURE PROTECTION | PARGING / MASONRY PLASTER | Parging, 1/2" thick | SF | 5.5
071116100200 | THERMAL AND MOISTURE | MOISTURE PROTECTION | PARGING / MASONRY PLASTER | Parging, 3/4" thick | SF | 6.87
071116100300 | THERMAL AND MOISTURE | MOISTURE PROTECTION | PARGING / MASONRY PLASTER | Parging, 1" thick | SF | 8.31
071300101040 | THERMAL AND MOISTURE | SHEET WATERPROOFING | WATERPROOFING | Membrane waterproofing, elastomeric, butyl, 1/32" thk | SF | 4.57
071300101060 | THERMAL AND MOISTURE | SHEET WATERPROOFING | WATERPROOFING | Membrane waterproofing, elastomeric, butyl, 1/16" thk | SF | 5.29
071300101100 | THERMAL AND MOISTURE | SHEET WATERPROOFING | WATERPROOFING | Membrane waterpr, elastomeric, Butyl w/nylon, 1/32" t | SF | 4.9
071300101120 | THERMAL AND MOISTURE | SHEET WATERPROOFING | WATERPROOFING | Membrane waterpr, elastomeric, Butyl w/nylon, 1/16" t | SF | 5.5
071300101160 | THERMAL AND MOISTURE | SHEET WATERPROOFING | WATERPROOFING | Waterproofing, memb, neoprene, 1/32" thick | SF | 5.86
071300101180 | THERMAL AND MOISTURE | SHEET WATERPROOFING | WATERPROOFING | Waterproofing, memb, neoprene, 1/16" thick | SF | 7.4
071300101220 | THERMAL AND MOISTURE | SHEET WATERPROOFING | WATERPROOFING | Waterproofing, memb, neoprene w/nylon, 1/32" thick | SF | 5.31
071300101240 | THERMAL AND MOISTURE | SHEET WATERPROOFING | WATERPROOFING | Waterproofing, memb, neoprene w/nylon, 1/16" thick | SF | 7.1
071300101440 | THERMAL AND MOISTURE | SHEET WATERPROOFING | WATERPROOFING | Waterproofing, bitum memb, felt, 15#, 1 ply | SF | 2.51
071300101460 | THERMAL AND MOISTURE | SHEET WATERPROOFING | WATERPROOFING | Waterproofing, bitum memb, felt, 15#, 2 ply | SF | 3.02
071300101480 | THERMAL AND MOISTURE | SHEET WATERPROOFING | WATERPROOFING | Waterproofing, bitum memb, felt, 15#, 3 ply | SF | 3.63
071300101500 | THERMAL AND MOISTURE | SHEET WATERPROOFING | WATERPROOFING | Waterproofing, bitum memb, felt, 15#, 4 ply | SF | 4.21
071300101520 | THERMAL AND MOISTURE | SHEET WATERPROOFING | WATERPROOFING | Waterproofing, bitum memb, felt, 15#, 5 ply | SF | 5.01
071300101630 | THERMAL AND MOISTURE | SHEET WATERPROOFING | WATERPROOFING | Waterproofing, bitum mod asphalt, fiber, 1 ply | SF | 3.27
071300101640 | THERMAL AND MOISTURE | SHEET WATERPROOFING | WATERPROOFING | Waterproofing, bitum mod asphalt, fiber, 2 ply | SF | 4.43
071300101650 | THERMAL AND MOISTURE | SHEET WATERPROOFING | WATERPROOFING | Waterproofing, bitum mod asphalt, fiber, 3 ply | SF | 5.47
071300101669 | THERMAL AND MOISTURE | SHEET WATERPROOFING | WATERPROOFING | Waterproofing, bitum mod asphalt, fiber, 4 ply | SF | 6.82
071300101670 | THERMAL AND MOISTURE | SHEET WATERPROOFING | WATERPROOFING | Waterproofing, bitum mod asphalt, fiber, 5 ply | SF | 8.19
071300101710 | THERMAL AND MOISTURE | SHEET WATERPROOFING | WATERPROOFING | Asphalt coated protective board, 1/8" thick | SF | 2.48
071300101720 | THERMAL AND MOISTURE | SHEET WATERPROOFING | WATERPROOFING | Asphalt coated protective board, 1/4" thick | SF | 2.8
071300101730 | THERMAL AND MOISTURE | SHEET WATERPROOFING | WATERPROOFING | Asphalt coated protective board, 3/8" thick | SF | 2.93
071300101740 | THERMAL AND MOISTURE | SHEET WATERPROOFING | WATERPROOFING | Asphalt coated protective board, 1/2" thick | SF | 3.3
071300101820 | THERMAL AND MOISTURE | SHEET WATERPROOFING | WATERPROOFING | Cement asbestos protective board, 3/8" thick | SF | 3.75
071300101840 | THERMAL AND MOISTURE | SHEET WATERPROOFING | WATERPROOFING | Cement asbestos protective board, 1/2" thick | SF | 4.38
071300102040 | THERMAL AND MOISTURE | SHEET WATERPROOFING | WATERPROOFING | Fluid applied, neoprene, 50 mil, 4 coats | SF | 4.38
071300102060 | THERMAL AND MOISTURE | SHEET WATERPROOFING | WATERPROOFING | Fluid applied, neoprene, 90 mil, 4 coats | SF | 5.85
071300102120 | THERMAL AND MOISTURE | SHEET WATERPROOFING | WATERPROOFING | Tab extended polyurethane, .050" thick | SF | 3.68
071300102160 | THERMAL AND MOISTURE | SHEET WATERPROOFING | WATERPROOFING | Fluid applied rubber based polyurethane, 6 mil, 2 ct | SF | 3.32
071300102200 | THERMAL AND MOISTURE | SHEET WATERPROOFING | WATERPROOFING | Fluid apld rbr based polyurethane, 15 mil, fin coat | SF | 4.12
071300102320 | THERMAL AND MOISTURE | SHEET WATERPROOFING | WATERPROOFING | Waterproofing, bentonite panels, 3/16" thick | SF | 3.86
071300102330 | THERMAL AND MOISTURE | SHEET WATERPROOFING | WATERPROOFING | Waterproofing, bentonite panels, 1/4" thick | SF | 4.16
071300102340 | THERMAL AND MOISTURE | SHEET WATERPROOFING | WATERPROOFING | Waterproofing, bentonite panels, 5/8" thick | SF | 5.5
071300102350 | THERMAL AND MOISTURE | SHEET WATERPROOFING | WATERPROOFING | Granular admixtures, trowel on, 3/8" thick | SF | 3.71
071300102420 | THERMAL AND MOISTURE | SHEET WATERPROOFING | WATERPROOFING | Metallic oxide waterproofing, iron, troweled, 5/8" th | SF | 3.51
071300102440 | THERMAL AND MOISTURE | SHEET WATERPROOFING | WATERPROOFING | Metallic oxide waterproofing, iron, troweled, 3/4" th | SF | 4.15
072113101020 | THERMAL AND MOISTURE | INSULATION | BOARD INSULATION | Insul, board, fiberglass, 0.75", R2.78 | SF | 1.16
072113101040 | THERMAL AND MOISTURE | INSULATION | BOARD INSULATION | Insul, board, fiberglass, 1.06", R4.17 | SF | 1.5
072113101060 | THERMAL AND MOISTURE | INSULATION | BOARD INSULATION | Insul, rigid, glass board, roof, 1.31" thick, R5.26 | SF | 1.83
072113101080 | THERMAL AND MOISTURE | INSULATION | BOARD INSULATION | Insul, rigid, glass board, roof, 1.63" thick, R6.67 | SF | 2.14
072113101100 | THERMAL AND MOISTURE | INSULATION | BOARD INSULATION | Insul, rigid, glass board, roof, 2.25" thick, R8.33 | SF | 2.32
072113102020 | THERMAL AND MOISTURE | INSULATION | BOARD INSULATION | Insul, board, composite, 1-1/2", R6.67 | SF | 1.9
072113102040 | THERMAL AND MOISTURE | INSULATION | BOARD INSULATION | Insul, board, composite, 1-5/8", R7.69 | SF | 2
072113102060 | THERMAL AND MOISTURE | INSULATION | BOARD INSULATION | Insul, board, composite, 2", R10.0 | SF | 3.12
072113102080 | THERMAL AND MOISTURE | INSULATION | BOARD INSULATION | Insul, board, composite, 2-1/4", R12.50 | SF | 3.42
072113102100 | THERMAL AND MOISTURE | INSULATION | BOARD INSULATION | Insul, board, composite, 2-1/2", R14.29 | SF | 3.7
072113102120 | THERMAL AND MOISTURE | INSULATION | BOARD INSULATION | Insul, board, composite, 2-3/4", R16.67 | SF | 4.04
072113102140 | THERMAL AND MOISTURE | INSULATION | BOARD INSULATION | Insul, board, composite, 3-1/4", R20.00 | SF | 5.02
072113102220 | THERMAL AND MOISTURE | INSULATION | BOARD INSULATION | Insul, board, perlite, 1", R2.78 | SF | 1.2
072113102240 | THERMAL AND MOISTURE | INSULATION | BOARD INSULATION | Insul, rigid, perlite, roof, 1.50" thick, R4.17 | SF | 1.6
072113102260 | THERMAL AND MOISTURE | INSULATION | BOARD INSULATION | Insul, rigid, perlite, roof, 2.00" thick, R5.92 | SF | 1.87
072113102280 | THERMAL AND MOISTURE | INSULATION | BOARD INSULATION | Insul, rigid, perlite, roof, 2.50" thick, R6.67 | SF | 2.17
072113102290 | THERMAL AND MOISTURE | INSULATION | BOARD INSULATION | Insul, rigid, perlite, roof, 3.00" thick, R8.33 | SF | 2.6
072113102300 | THERMAL AND MOISTURE | INSULATION | BOARD INSULATION | Insul, rigid, perlite, roof, 4.00" thick, R10.00 | SF | 2.85
072113102320 | THERMAL AND MOISTURE | INSULATION | BOARD INSULATION | Insul, rigid, perlite, roof, 5.25" thick, R14.29 | SF | 3.11
072113102600 | THERMAL AND MOISTURE | INSULATION | BOARD INSULATION | Insul, board, urethane, roof, 1", R6.67 | SF | 1.68
072113102620 | THERMAL AND MOISTURE | INSULATION | BOARD INSULATION | Insul, board, urethane, roof, 1.2", R8.33 | SF | 1.87
072113102640 | THERMAL AND MOISTURE | INSULATION | BOARD INSULATION | Insul, board, urethane, roof, 1.50", R11.11 | SF | 2.12
072113102660 | THERMAL AND MOISTURE | INSULATION | BOARD INSULATION | Insul, board, urethane, roof, 2", R14.29 | SF | 2.61
072113102680 | THERMAL AND MOISTURE | INSULATION | BOARD INSULATION | Insul, board, urethane, roof, 2.25", R16.67 | SF | 3.27
072113102690 | THERMAL AND MOISTURE | INSULATION | BOARD INSULATION | Insul, board, urethane, wall, 1", R6.67 | SF | 1.82
072113102700 | THERMAL AND MOISTURE | INSULATION | BOARD INSULATION | Insul, board, urethane, wall, 1.5", R11.11 | SF | 2.27
072113102720 | THERMAL AND MOISTURE | INSULATION | BOARD INSULATION | Insul, board, urethane, wall, 2", R14.29 | SF | 2.82
072113102800 | THERMAL AND MOISTURE | INSULATION | BOARD INSULATION | Insul, board, polystyrene, roof, 1", R4.17 | SF | 1.3
072113102820 | THERMAL AND MOISTURE | INSULATION | BOARD INSULATION | Insul, board, polystyrene, roof, 1.5", R6.26 | SF | 1.74
072113102840 | THERMAL AND MOISTURE | INSULATION | BOARD INSULATION | Insul, board, polystyrene, roof, 2.0", R8.33 | SF | 2.02
072113102900 | THERMAL AND MOISTURE | INSULATION | BOARD INSULATION | Insul, board, polystyrene, wall, 1.0", R4.17 | SF | 1.44
072113102920 | THERMAL AND MOISTURE | INSULATION | BOARD INSULATION | Insul, board, polystyrene, wall, 1.5", R6.26 | SF | 1.89
072113102940 | THERMAL AND MOISTURE | INSULATION | BOARD INSULATION | Insul, board, polystyrene, wall, 2.0", R8.33 | SF | 2.19
072113104030 | THERMAL AND MOISTURE | INSULATION | BOARD INSULATION | Insul, board, deck, min fiberboard, 1", R4.2 | SF | 1.37
072113104040 | THERMAL AND MOISTURE | INSULATION | BOARD INSULATION | Insul, board, deck, min fiberboard, 2", R5.26 | SF | 2.41
072113104050 | THERMAL AND MOISTURE | INSULATION | BOARD INSULATION | Insul, board, deck, fiberglass, 1", R4.3 | SF | 1.66
072113104060 | THERMAL AND MOISTURE | INSULATION | BOARD INSULATION | Insul, board, deck, fiberglass, 2", R8.5 | SF | 2.26
072113104070 | THERMAL AND MOISTURE | INSULATION | BOARD INSULATION | Insul, board, deck, polystyrene, 1", R5.4 | SF | 1.08
072113104080 | THERMAL AND MOISTURE | INSULATION | BOARD INSULATION | Insul, board, deck, polystyrene, 2", R10.8 | SF | 1.98
072113104100 | THERMAL AND MOISTURE | INSULATION | BOARD INSULATION | Insul, board, deck, urethane, .75", R5.4 | SF | 1.58
072113104120 | THERMAL AND MOISTURE | INSULATION | BOARD INSULATION | Insul, board, deck, urethane, 1", R6.4 | SF | 1.78
072113104140 | THERMAL AND MOISTURE | INSULATION | BOARD INSULATION | Insul, board, deck, urethane, 1.5", R10.7 | SF | 2.06
072113104160 | THERMAL AND MOISTURE | INSULATION | BOARD INSULATION | Insul, board, deck, urethane, 2", R14.3 | SF | 2.29
072113104180 | THERMAL AND MOISTURE | INSULATION | BOARD INSULATION | Insul, board, deck, foamglass, 1", R1.8 | SF | 2.07
072113104220 | THERMAL AND MOISTURE | INSULATION | BOARD INSULATION | Insul, board, deck, foamglass, 2", R5.26 | SF | 2.55
072113104240 | THERMAL AND MOISTURE | INSULATION | BOARD INSULATION | Insul, board, deck, wood fiber, 1", R3.85 | SF | 2.28
072113104260 | THERMAL AND MOISTURE | INSULATION | BOARD INSULATION | Insul, board, deck, wood fiber, 2", R7.7 | SF | 2.68
072113104280 | THERMAL AND MOISTURE | INSULATION | BOARD INSULATION | Insul, board, deck, particle, 3/4", R2.08 | SF | 1.45
072113104300 | THERMAL AND MOISTURE | INSULATION | BOARD INSULATION | Insul, board, deck, particle, 1", R2.77 | SF | 1.5
072113104320 | THERMAL AND MOISTURE | INSULATION | BOARD INSULATION | Insul, board, deck, particle, 2", R5.50 | SF | 1.86
072116101000 | THERMAL AND MOISTURE | INSULATION | BATT INSULATION | Insul, ceiling, fiberglass, unfaced, 3-1/2", R11 | SF | 1.2
072116101020 | THERMAL AND MOISTURE | INSULATION | BATT INSULATION | Insul, ceiling, fiberglass, unfaced, 6", R19 | SF | 1.44
072116101030 | THERMAL AND MOISTURE | INSULATION | BATT INSULATION | Insul, ceiling, fiberglass, unfaced, 9", R30 | SF | 2.15
072116101040 | THERMAL AND MOISTURE | INSULATION | BATT INSULATION | Batt insul, susp ceiling unfaced, 3-1/2" thick, R11 | SF | 1.21
072116101060 | THERMAL AND MOISTURE | INSULATION | BATT INSULATION | Batt insul, susp ceiling unfaced, 6" thick, R19 | SF | 1.45
072116101070 | THERMAL AND MOISTURE | INSULATION | BATT INSULATION | Batt insul, susp ceiling unfaced, 9" thick, R30 | SF | 2.19
072116101080 | THERMAL AND MOISTURE | INSULATION | BATT INSULATION | Insul, crawl sp, fiberglass, unfaced, 3-1/2", r11 | SF | 1.49
072116101100 | THERMAL AND MOISTURE | INSULATION | BATT INSULATION | Insul, crawl sp, fiberglass, unfaced, 6", R19 | SF | 1.72
072116101120 | THERMAL AND MOISTURE | INSULATION | BATT INSULATION | Insul, crawl sp, fiberglass, unfaced, 9", R30 | SF | 2.43
072116102020 | THERMAL AND MOISTURE | INSULATION | BATT INSULATION | Insul, wall, paper backed, 2", R7 | SF | 1.03
072116102040 | THERMAL AND MOISTURE | INSULATION | BATT INSULATION | Batt Insul, wall, paper backed, 3", R11 | SF | 1.12
072116102060 | THERMAL AND MOISTURE | INSULATION | BATT INSULATION | Batt insul, wall, paper backed, 4" thick, R13 | SF | 1.4
072116102080 | THERMAL AND MOISTURE | INSULATION | BATT INSULATION | Batt insul, wall, paper backed, 6" thick, R19 | SF | 1.78
072116102082 | THERMAL AND MOISTURE | INSULATION | BATT INSULATION | Batt insul, wall, paper backed, 9" thick, R30 | SF | 2.56
072116102084 | THERMAL AND MOISTURE | INSULATION | BATT INSULATION | Batt insul, wall, paper backed, 12" thick, R38 | SF | 3
072116102100 | THERMAL AND MOISTURE | INSULATION | BATT INSULATION | Batt Insul, wall, foil back, 2", R8 | SF | 1.37
072116102120 | THERMAL AND MOISTURE | INSULATION | BATT INSULATION | Batt Insul, wall, foil back, 3", R11 | SF | 1.46
072116102140 | THERMAL AND MOISTURE | INSULATION | BATT INSULATION | Batt insul, wall, foil backed, 1 side, 4" thick, R13 | SF | 1.54
072116102160 | THERMAL AND MOISTURE | INSULATION | BATT INSULATION | Batt insul, wall, foil backed, 1 side, 6" thick, R19 | SF | 1.83
072116102162 | THERMAL AND MOISTURE | INSULATION | BATT INSULATION | Batt insul, wall, foil back, 9" thick, R30 | SF | 2.77
072116102164 | THERMAL AND MOISTURE | INSULATION | BATT INSULATION | Batt insul, wall, foil back, 12" thick, R38 | SF | 3.11
072116102180 | THERMAL AND MOISTURE | INSULATION | BATT INSULATION | FSK Batt Insul, wall, backed 2-sides, 2", R8 | SF | 1.55
072116102200 | THERMAL AND MOISTURE | INSULATION | BATT INSULATION | FSK Batt Insul, wall, backed 2-sides, 3", R11 | SF | 1.82
072116102220 | THERMAL AND MOISTURE | INSULATION | BATT INSULATION | FSK Batt Insul, wall, backed 2-sides, 4", R13 | SF | 2.05
072116102240 | THERMAL AND MOISTURE | INSULATION | BATT INSULATION | FSK Insul, wall, backed 2-sides, 6", R19 | SF | 2.22
072116102242 | THERMAL AND MOISTURE | INSULATION | BATT INSULATION | FSK Batt Insul, wall, backed 2-sides, 9" thick, R30 | SF | 3.38
072116102244 | THERMAL AND MOISTURE | INSULATION | BATT INSULATION | FSK Batt Insul, wall, backed 2-sides, 12" thick, R38 | SF | 4.1
072116102260 | THERMAL AND MOISTURE | INSULATION | BATT INSULATION | Batt Insul, wall, unfaced, 2", R8 | SF | 1.12
072116102280 | THERMAL AND MOISTURE | INSULATION | BATT INSULATION | Batt Insul, wall, unfaced, 3", R11 | SF | 1.22
072116102300 | THERMAL AND MOISTURE | INSULATION | BATT INSULATION | Batt Insul, wall, unfaced, 4", R13 | SF | 1.3
072116102320 | THERMAL AND MOISTURE | INSULATION | BATT INSULATION | Batt Insul, wall, unfaced, 6", R19 | SF | 1.5
072116102322 | THERMAL AND MOISTURE | INSULATION | BATT INSULATION | Batt Insul, wall, unfaced, 9" thick, R30 | SF | 2.12
072116102324 | THERMAL AND MOISTURE | INSULATION | BATT INSULATION | Batt Insul, wall, unfaced, 12" thick, R38 | SF | 2.77
072116102420 | THERMAL AND MOISTURE | INSULATION | BATT INSULATION | Insul, wall, mineral wool, batts, 2", R6 | SF | 1.16
072116102440 | THERMAL AND MOISTURE | INSULATION | BATT INSULATION | Insul, wall, mineral wool, batts, 4", R12 | SF | 1.8
072116102460 | THERMAL AND MOISTURE | INSULATION | BATT INSULATION | Insul, wall, mineral wool, batts, 6", R19 | SF | 2.16
072116102610 | THERMAL AND MOISTURE | INSULATION | BATT INSULATION | Insul, wall, mineral wool, batts, 1", R3 | SF | 0.95
072116102620 | THERMAL AND MOISTURE | INSULATION | BATT INSULATION | Insul, wall, mineral wool, batts, 1-1/2", R4 | SF | 1.11
072116102630 | THERMAL AND MOISTURE | INSULATION | BATT INSULATION | Insul, wall, mineral wool, batts, 2", R6 | SF | 1.23
072116102640 | THERMAL AND MOISTURE | INSULATION | BATT INSULATION | Insul, wall, mineral wool, batts, 2-1/2", R7 | SF | 1.37
072116102650 | THERMAL AND MOISTURE | INSULATION | BATT INSULATION | Insul, wall, mineral wool, batts, 3", R9 | SF | 1.54
072116102660 | THERMAL AND MOISTURE | INSULATION | BATT INSULATION | Insul, wall, mineral wool, batts, 3-1/2", R11 | SF | 1.7
072116102670 | THERMAL AND MOISTURE | INSULATION | BATT INSULATION | Insul, wall, mineral wool, batts, 4", R12 | SF | 1.89
072116102680 | THERMAL AND MOISTURE | INSULATION | BATT INSULATION | Insul, wall, mineral wool, batts, 6", R19 | SF | 2.21
072116103020 | THERMAL AND MOISTURE | INSULATION | BATT INSULATION | Rigid, safing mineral wool, batts, 1", R4 | SF | 2.05
072116103040 | THERMAL AND MOISTURE | INSULATION | BATT INSULATION | Rigid, safing mineral wool, batts, 2", R8 | SF | 2.16
072116103060 | THERMAL AND MOISTURE | INSULATION | BATT INSULATION | Rigid, safing mineral wool, batts, 4", R16 | SF | 2.61
072116109000 | THERMAL AND MOISTURE | INSULATION | BATT INSULATION | Fasteners, self adhering, ceiling deck, 2-1/2" long | EA | 1.35
072116109020 | THERMAL AND MOISTURE | INSULATION | BATT INSULATION | Fasteners, self adhering, ceiling deck, 4-1/2" long | EA | 1.46
072116109060 | THERMAL AND MOISTURE | INSULATION | BATT INSULATION | Capped, self-lock washers for fastening insulation | EA | 0.92
072123101020 | THERMAL AND MOISTURE | INSULATION | LOOSE FILL INSULATION | Insul, blown-in, fiberglass, 5", R11 | SF | 0.95
072123101040 | THERMAL AND MOISTURE | INSULATION | LOOSE FILL INSULATION | Insul, blown-in, fiberglass, 6", R3 | SF | 1.12
072123101060 | THERMAL AND MOISTURE | INSULATION | LOOSE FILL INSULATION | Insul, blown-in, fiberglass, 9", R19 | SF | 1.5
072123102040 | THERMAL AND MOISTURE | INSULATION | LOOSE FILL INSULATION | Insulation, rockwool, attic, 6", R13 | SF | 1.02
072123102060 | THERMAL AND MOISTURE | INSULATION | LOOSE FILL INSULATION | Insulation, rockwool, attic, 8", R19 | SF | 1.25
072123102080 | THERMAL AND MOISTURE | INSULATION | LOOSE FILL INSULATION | Insulation, rockwool, attic, 10", R22 | SF | 1.53
072123102100 | THERMAL AND MOISTURE | INSULATION | LOOSE FILL INSULATION | Insulation, rockwool, attic, 12", R26 | SF | 1.75
072123102120 | THERMAL AND MOISTURE | INSULATION | LOOSE FILL INSULATION | Insulation, rockwool, attic, 15", R30 | SF | 2.1
072123106220 | THERMAL AND MOISTURE | INSULATION | LOOSE FILL INSULATION | Insulation, poured, fiberglass, 1", R4 | SF | 0.85
072123106222 | THERMAL AND MOISTURE | INSULATION | LOOSE FILL INSULATION | Insulation, poured, fiberglass, 2", R8 | SF | 1.31
072123106224 | THERMAL AND MOISTURE | INSULATION | LOOSE FILL INSULATION | Insulation, poured, fiberglass, 3", R12 | SF | 1.77
072123106226 | THERMAL AND MOISTURE | INSULATION | LOOSE FILL INSULATION | Insulation, poured, fiberglass, 4", R16 | SF | 2.28
072123106240 | THERMAL AND MOISTURE | INSULATION | LOOSE FILL INSULATION | Insulation, poured, mineral wool, 1", R3 | SF | 0.96
072123106242 | THERMAL AND MOISTURE | INSULATION | LOOSE FILL INSULATION | Insulation, poured, mineral wool, 2", R6 | SF | 1.48
072123106244 | THERMAL AND MOISTURE | INSULATION | LOOSE FILL INSULATION | Insulation, poured, mineral wool, 3", R9 | SF | 2.08
072123106246 | THERMAL AND MOISTURE | INSULATION | LOOSE FILL INSULATION | Insulation, poured, mineral wool, 4", R12 | SF | 2.44
072123106310 | THERMAL AND MOISTURE | INSULATION | LOOSE FILL INSULATION | Insulation, poured, vermiculite, 2", R4.8 | SF | 1.44
072123106320 | THERMAL AND MOISTURE | INSULATION | LOOSE FILL INSULATION | Insulation, poured, vermiculite, 3", R7.2 | SF | 1.92
072123106330 | THERMAL AND MOISTURE | INSULATION | LOOSE FILL INSULATION | Insulation, poured, vermiculite, 4", R9.6 | SF | 2.46
072123108020 | THERMAL AND MOISTURE | INSULATION | LOOSE FILL INSULATION | Insulation, masonry, poured vermiculite, 4" block | SF | 0.92
072123108040 | THERMAL AND MOISTURE | INSULATION | LOOSE FILL INSULATION | Insulation, masonry, poured vermiculite, 6" block | SF | 1.31
072123108060 | THERMAL AND MOISTURE | INSULATION | LOOSE FILL INSULATION | Insulation, masonry, poured vermiculite, 8" block | SF | 1.77
072123108100 | THERMAL AND MOISTURE | INSULATION | LOOSE FILL INSULATION | Insulation, masonry, poured vermiculite, 10" block | SF | 2.23
072123108120 | THERMAL AND MOISTURE | INSULATION | LOOSE FILL INSULATION | Insulation, masonry, poured vermiculite, 12" block | SF | 2.69
072129101020 | THERMAL AND MOISTURE | INSULATION | SPRAYED INSULATION | Insul, sprayed, foam, polystyrene, 1", R4 | SF | 1.55
072129101040 | THERMAL AND MOISTURE | INSULATION | SPRAYED INSULATION | Insul, sprayed, foam, polystyrene, 2", R8 | SF | 2.63
072129101060 | THERMAL AND MOISTURE | INSULATION | SPRAYED INSULATION | Insul, sprayed, foam, urethane, 1", R7.7 | SF | 1.42
072129101080 | THERMAL AND MOISTURE | INSULATION | SPRAYED INSULATION | Insul, sprayed, foam, urethane, 2", R15.4 | SF | 2.36
072400101000 | THERMAL AND MOISTURE | EXTERIOR INSULATION AND FINISH SYSTEMS | AGGREGATE COATED PANELS | Dryvit system, 1" thick | SF | 6.07
072400101020 | THERMAL AND MOISTURE | EXTERIOR INSULATION AND FINISH SYSTEMS | AGGREGATE COATED PANELS | Dryvit system, 1-1/2" thick | SF | 6.41
072400101040 | THERMAL AND MOISTURE | EXTERIOR INSULATION AND FINISH SYSTEMS | AGGREGATE COATED PANELS | Dryvit system, 2" thick | SF | 7.37
072401100900 | THERMAL AND MOISTURE | EXTERIOR INSULATION AND FINISH SYSTEMS | EXTERIOR INSULATION FINISH SYSTEM, EIFS | EIFS, 2" thick | SF | 4.66
072401101000 | THERMAL AND MOISTURE | EXTERIOR INSULATION AND FINISH SYSTEMS | EXTERIOR INSULATION FINISH SYSTEM, EIFS | EIFS, 3" thick | SF | 5.88
072401101010 | THERMAL AND MOISTURE | EXTERIOR INSULATION AND FINISH SYSTEMS | EXTERIOR INSULATION FINISH SYSTEM, EIFS | EIFS, 4" thick | SF | 7.09
072401101020 | THERMAL AND MOISTURE | EXTERIOR INSULATION AND FINISH SYSTEMS | EXTERIOR INSULATION FINISH SYSTEM, EIFS | EIFS, 5" thick | SF | 8
072401101030 | THERMAL AND MOISTURE | EXTERIOR INSULATION AND FINISH SYSTEMS | EXTERIOR INSULATION FINISH SYSTEM, EIFS | EIFS, 6" thick | SF | 9.45
072401101610 | THERMAL AND MOISTURE | EXTERIOR INSULATION AND FINISH SYSTEMS | EXTERIOR INSULATION FINISH SYSTEM, EIFS | EIFS, mesh, 15 oz. | SF | 1.53
072401101640 | THERMAL AND MOISTURE | EXTERIOR INSULATION AND FINISH SYSTEMS | EXTERIOR INSULATION FINISH SYSTEM, EIFS | EIFS, mesh, 20 oz. | SF | 1.81
072401102000 | THERMAL AND MOISTURE | EXTERIOR INSULATION AND FINISH SYSTEMS | EXTERIOR INSULATION FINISH SYSTEM, EIFS | EIFS, Base & Finish Only | SF | 1.84
072401102110 | THERMAL AND MOISTURE | EXTERIOR INSULATION AND FINISH SYSTEMS | EXTERIOR INSULATION FINISH SYSTEM, EIFS | EIFS water resistant finish, complete, min. | SF | 1.76
072401102120 | THERMAL AND MOISTURE | EXTERIOR INSULATION AND FINISH SYSTEMS | EXTERIOR INSULATION FINISH SYSTEM, EIFS | EIFS water resistant finish, complete, avg. | SF | 2.2
072401102130 | THERMAL AND MOISTURE | EXTERIOR INSULATION AND FINISH SYSTEMS | EXTERIOR INSULATION FINISH SYSTEM, EIFS | EIFS water resistant finish, complete, max. | SF | 3.3
072600101000 | THERMAL AND MOISTURE | VAPOR RETARDERS | VAPOR BARRIERS | Vapor barrier, polyethylene, 2 mil | SF | 0.34
072600101010 | THERMAL AND MOISTURE | VAPOR RETARDERS | VAPOR BARRIERS | Vapor barrier, polyethylene, 6 mil | SF | 0.41
072600101020 | THERMAL AND MOISTURE | VAPOR RETARDERS | VAPOR BARRIERS | Vapor barrier, polyethylene, 8 mil | SF | 0.46
072600101040 | THERMAL AND MOISTURE | VAPOR RETARDERS | VAPOR BARRIERS | Vapor barrier, polyethylyne, 10 mil | SF | 0.47
073113101020 | THERMAL AND MOISTURE | SHINGLES AND TILES | ASPHALT SHINGLES | Shingles, asphalt strip, 210 lb/square | SQ | 209
073113101040 | THERMAL AND MOISTURE | SHINGLES AND TILES | ASPHALT SHINGLES | Shingles, asphalt strip, 235 lb/square | SQ | 224
073113101060 | THERMAL AND MOISTURE | SHINGLES AND TILES | ASPHALT SHINGLES | Shingles, asphalt strip, 240 lb/square | SQ | 242
073113101080 | THERMAL AND MOISTURE | SHINGLES AND TILES | ASPHALT SHINGLES | Shingles, asphalt strip, 260 lb/square | SQ | 315
073113101100 | THERMAL AND MOISTURE | SHINGLES AND TILES | ASPHALT SHINGLES | Shingles, asphalt strip, 300 lb/square | SQ | 355
073113101120 | THERMAL AND MOISTURE | SHINGLES AND TILES | ASPHALT SHINGLES | Shingles, asphalt strip, 385 lb/square | SQ | 463
073113106000 | THERMAL AND MOISTURE | SHINGLES AND TILES | ASPHALT SHINGLES | Roll roofing, mineral surface, 90 lb | SQ | 114
073113106020 | THERMAL AND MOISTURE | SHINGLES AND TILES | ASPHALT SHINGLES | Roll roofing, mineral surface, 110 lb | SQ | 161
073113106040 | THERMAL AND MOISTURE | SHINGLES AND TILES | ASPHALT SHINGLES | Roll roofing, mineral surface, 140 Lb/square | SQ | 177
073113107020 | THERMAL AND MOISTURE | SHINGLES AND TILES | ASPHALT SHINGLES | Roofing, accessory, 8" starter strip (roll) | LF | 3.11
073113107040 | THERMAL AND MOISTURE | SHINGLES AND TILES | ASPHALT SHINGLES | Roofing, accessory, starter shingle | LF | 2.78
073113107060 | THERMAL AND MOISTURE | SHINGLES AND TILES | ASPHALT SHINGLES | Roofing, accessory, Ice & water shield | SF | 3.59
073116101000 | THERMAL AND MOISTURE | SHINGLES AND TILES | METAL SHINGLES | Shingles, metal, aluminum, 0.02" thick, plain | SQ | 449
073116101020 | THERMAL AND MOISTURE | SHINGLES AND TILES | METAL SHINGLES | Shingles, metal, aluminum, .020" thick, colors | SQ | 479
073116102000 | THERMAL AND MOISTURE | SHINGLES AND TILES | METAL SHINGLES | Shingles, metal, steel, galv, 26 ga, plain | SQ | 520
073116102020 | THERMAL AND MOISTURE | SHINGLES AND TILES | METAL SHINGLES | Shingles, metal, steel, galv, 26 ga, colors | SQ | 618
073116102040 | THERMAL AND MOISTURE | SHINGLES AND TILES | METAL SHINGLES | Shingles, metal, steel, galv, 24 ga, plain | SQ | 581
073116102060 | THERMAL AND MOISTURE | SHINGLES AND TILES | METAL SHINGLES | Shingles, metal, steel, galv, 24 ga, colors | SQ | 691
073116103000 | THERMAL AND MOISTURE | SHINGLES AND TILES | METAL SHINGLES | Shingles, porcelain enamel, 22 ga, minimum | SQ | 1065
073116103020 | THERMAL AND MOISTURE | SHINGLES AND TILES | METAL SHINGLES | Shingles, porcelain enamel, 22 ga, average | SQ | 1200
073116103040 | THERMAL AND MOISTURE | SHINGLES AND TILES | METAL SHINGLES | Shingles, porcelain enamel, 22 ga, maximum | SQ | 1320
073126101000 | THERMAL AND MOISTURE | SHINGLES AND TILES | SLATE SHINGLES | Shingles, slate, pennsylvania, ribbon | SQ | 986
073126101020 | THERMAL AND MOISTURE | SHINGLES AND TILES | SLATE SHINGLES | Shingles, slate, pennsylvania, clear | SQ | 1159
073126101040 | THERMAL AND MOISTURE | SHINGLES AND TILES | SLATE SHINGLES | Slate shingles, vermont, black | SQ | 1098
073126101060 | THERMAL AND MOISTURE | SHINGLES AND TILES | SLATE SHINGLES | Shingles, slate, vermont, grey | SQ | 1172
073126101070 | THERMAL AND MOISTURE | SHINGLES AND TILES | SLATE SHINGLES | Shingles, slate, vermont, green | SQ | 1190
073126101080 | THERMAL AND MOISTURE | SHINGLES AND TILES | SLATE SHINGLES | Shingles, slate, vermont, red | SQ | 1827
073126102000 | THERMAL AND MOISTURE | SHINGLES AND TILES | SLATE SHINGLES | Replacement shingles, small jobs | EA | 38.69
073126102020 | THERMAL AND MOISTURE | SHINGLES AND TILES | SLATE SHINGLES | Replacement shingles, large jobs | SF | 22.96
073129101020 | THERMAL AND MOISTURE | SHINGLES AND TILES | WOOD SHINGLES | Shingles, wooden, roof, #1 cedar, on roofs, 4" exposure | SQ | 527
073129101040 | THERMAL AND MOISTURE | SHINGLES AND TILES | WOOD SHINGLES | Shingles, wooden, roof, #1 cedar, on roofs, 5" exposure | SQ | 433
073129101060 | THERMAL AND MOISTURE | SHINGLES AND TILES | WOOD SHINGLES | Shingles, wooden, roof, #2 cedar, on roofs, 4" exposure | SQ | 451
073129101080 | THERMAL AND MOISTURE | SHINGLES AND TILES | WOOD SHINGLES | Shingles, wooden, roof, #2 cedar, on roofs, 5" exposure | SQ | 358
073129101100 | THERMAL AND MOISTURE | SHINGLES AND TILES | WOOD SHINGLES | Shingles, wooden, roof, rebutted, on roofs, 4" exposure | SQ | 498
073129101120 | THERMAL AND MOISTURE | SHINGLES AND TILES | WOOD SHINGLES | Shingles, wooden, roof, rebutted, on roofs, 5" exposure | SQ | 395
073129101160 | THERMAL AND MOISTURE | SHINGLES AND TILES | WOOD SHINGLES | Shingles, wooden, wall, #1 cedar, on walls, 4" exposure | SQ | 657
073129101180 | THERMAL AND MOISTURE | SHINGLES AND TILES | WOOD SHINGLES | Shingles, wooden, wall, #1 cedar, on walls,5" exposure | SQ | 550
073129101200 | THERMAL AND MOISTURE | SHINGLES AND TILES | WOOD SHINGLES | Shingles, wooden, wall, #1 cedar, on walls,6" exposure | SQ | 460
073129101220 | THERMAL AND MOISTURE | SHINGLES AND TILES | WOOD SHINGLES | Shingles, wooden, wall, #2 cedar, on walls,4" exposure | SQ | 581
073129101240 | THERMAL AND MOISTURE | SHINGLES AND TILES | WOOD SHINGLES | Shingles, wooden, wall, #2 cedar, on walls,5" exposure | SQ | 475
073129101260 | THERMAL AND MOISTURE | SHINGLES AND TILES | WOOD SHINGLES | Shingles, wooden, wall, #2 cedar, on walls,6" exposure | SQ | 395
073129101300 | THERMAL AND MOISTURE | SHINGLES AND TILES | WOOD SHINGLES | Shingles, wooden, wall, #2 cedar, Add for fire retarding | SQ | 125
073129202020 | THERMAL AND MOISTURE | SHINGLES AND TILES | WOOD SHAKES | Shingles, cedar shakes, 24", on roofs, 5" exposure | SQ | 1187
073129202040 | THERMAL AND MOISTURE | SHINGLES AND TILES | WOOD SHAKES | Shingles, cedar shakes, 24", on roofs, 6" exposure | SQ | 1059
073129202060 | THERMAL AND MOISTURE | SHINGLES AND TILES | WOOD SHAKES | Shingles, cedar shakes, 24", on roofs, 9" exposure | SQ | 944
073129202100 | THERMAL AND MOISTURE | SHINGLES AND TILES | WOOD SHAKES | Wall shingles, cedar shakes, 24", on walls, 6" exposure | SQ | 1137
073129202120 | THERMAL AND MOISTURE | SHINGLES AND TILES | WOOD SHAKES | Wall shingles, cedar shakes, 24", on walls, 8" exposure | SQ | 1026
073129202140 | THERMAL AND MOISTURE | SHINGLES AND TILES | WOOD SHAKES | Wall shingles, cedar shakes, 24", on walls, 10" exposure | SQ | 938
073129203000 | THERMAL AND MOISTURE | SHINGLES AND TILES | WOOD SHAKES | Wall shingles, cedar shakes, Add for fire retarding | SQ | 117
073216100120 | THERMAL AND MOISTURE | ROOF TILES | CONCRETE ROOF TILE | Conc Roof Tile , Corr 13" X 16-1/2, 950 LB, Earthtone | SQ | 575
073216100140 | THERMAL AND MOISTURE | ROOF TILES | CONCRETE ROOF TILE | Conc Roof Tile , Corr 13" X 16-1/2, 950 LB, Custom Blues | SQ | 780
073216100160 | THERMAL AND MOISTURE | ROOF TILES | CONCRETE ROOF TILE | Conc Roof Tile , Corr 13" X 16-1/2, 950 LB, Custom Greens | SQ | 616
073216100200 | THERMAL AND MOISTURE | ROOF TILES | CONCRETE ROOF TILE | Conc Roof Shake , 13" X 16-1/2, 950 LB, Colors | SQ | 626
074100101050 | THERMAL AND MOISTURE | ROOFING AND SIDING | MANUFACTURED ROOFS | Roof panels, natural, corr alum, 0.024" thick | SF | 4.02
074100101060 | THERMAL AND MOISTURE | ROOFING AND SIDING | MANUFACTURED ROOFS | Roof panels, natural, corr alum, 0.030" thick | SF | 5.31
074100101070 | THERMAL AND MOISTURE | ROOFING AND SIDING | MANUFACTURED ROOFS | Roof panels, painted, corr alum, 0.024" thick | SF | 4.57
074100101080 | THERMAL AND MOISTURE | ROOFING AND SIDING | MANUFACTURED ROOFS | Roof panels, painted, corr alum, 0.030" thick | SF | 5.47
074100101120 | THERMAL AND MOISTURE | ROOFING AND SIDING | MANUFACTURED ROOFS | Roof panels, corr alum, nat, V-beam, .032" thick | SF | 4.91
074100101140 | THERMAL AND MOISTURE | ROOFING AND SIDING | MANUFACTURED ROOFS | Roof panels, corr alum, nat, V-beam, .040" thick | SF | 5.52
074100101160 | THERMAL AND MOISTURE | ROOFING AND SIDING | MANUFACTURED ROOFS | Roof panels, corr alum, nat, V-beam, .050" thick | SF | 6.44
074100101180 | THERMAL AND MOISTURE | ROOFING AND SIDING | MANUFACTURED ROOFS | Roof panels, corr alum, painted, V-beam, .032" thk | SF | 5.81
074100101200 | THERMAL AND MOISTURE | ROOFING AND SIDING | MANUFACTURED ROOFS | Roof panels, corr alum, painted, V-beam, .040" thk | SF | 6.56
074100101240 | THERMAL AND MOISTURE | ROOFING AND SIDING | MANUFACTURED ROOFS | Roof panels, corr alum, painted, V-beam, .050" thk | SF | 7.47
074100102100 | THERMAL AND MOISTURE | ROOFING AND SIDING | MANUFACTURED ROOFS | Roof panels, painted, corr steel, 18 ga | SF | 6.22
074100102120 | THERMAL AND MOISTURE | ROOFING AND SIDING | MANUFACTURED ROOFS | Roof panels, painted, corr steel, 20 ga | SF | 5.92
074100102140 | THERMAL AND MOISTURE | ROOFING AND SIDING | MANUFACTURED ROOFS | Roof panels, painted, corr steel, 22 ga | SF | 5.46
074100102180 | THERMAL AND MOISTURE | ROOFING AND SIDING | MANUFACTURED ROOFS | Roof panels, painted, box rib steel, 18 ga | SF | 7.03
074100102200 | THERMAL AND MOISTURE | ROOFING AND SIDING | MANUFACTURED ROOFS | Roof panels, painted, box rib steel, 20 ga | SF | 6.15
074100102220 | THERMAL AND MOISTURE | ROOFING AND SIDING | MANUFACTURED ROOFS | Roof panels, painted, box rib steel, 22 ga | SF | 5.7
074100102250 | THERMAL AND MOISTURE | ROOFING AND SIDING | MANUFACTURED ROOFS | Roof panels, painted, 4" rib steel, 18 ga | SF | 7.9
074100102260 | THERMAL AND MOISTURE | ROOFING AND SIDING | MANUFACTURED ROOFS | Roof panels, painted, 4" rib steel, 20 ga | SF | 7.02
074100102280 | THERMAL AND MOISTURE | ROOFING AND SIDING | MANUFACTURED ROOFS | Roof panels, painted, 4" rib steel, 22 ga | SF | 6.51
074100102360 | THERMAL AND MOISTURE | ROOFING AND SIDING | MANUFACTURED ROOFS | Roof, seam, 2" high, painted, 22 ga | SF | 8.68
074100102380 | THERMAL AND MOISTURE | ROOFING AND SIDING | MANUFACTURED ROOFS | Roof, seam, 2" high, painted, 24 ga | SF | 8.55
074100102400 | THERMAL AND MOISTURE | ROOFING AND SIDING | MANUFACTURED ROOFS | Roof, seam, 2" high, painted, 26 ga | SF | 8.39
074200302100 | THERMAL AND MOISTURE | WALL PANELS | MANUFACTURED WALLS | Wall panels, 1-1/2" insul, 18 ga int, 16 ga alum ext | SF | 18.3
074200302120 | THERMAL AND MOISTURE | WALL PANELS | MANUFACTURED WALLS | Wall panels, 1-1/2" insul, 18 ga int, 18 ga steel ext | SF | 21.34
074200302140 | THERMAL AND MOISTURE | WALL PANELS | MANUFACTURED WALLS | Wall panels, 1-1/2" insul, 18 ga int, 20 ga steel ext | SF | 21.5
074200302160 | THERMAL AND MOISTURE | WALL PANELS | MANUFACTURED WALLS | Wall panels, 1-1/2" insul, 18 ga int, 18 ga SS ext | SF | 21.72
074200303040 | THERMAL AND MOISTURE | WALL PANELS | MANUFACTURED WALLS | Wall panels, metal, 1-3/8" thk, 24" w, galv, 22 ga | SF | 6.4
074200303060 | THERMAL AND MOISTURE | WALL PANELS | MANUFACTURED WALLS | Wall panels, metal, 1-3/8" thk, 24" w, galv, 20 ga | SF | 6.78
074200303080 | THERMAL AND MOISTURE | WALL PANELS | MANUFACTURED WALLS | Wall panels, metal, 1-3/8" thk, 24" w, galv, 18 ga | SF | 7.7
074200303120 | THERMAL AND MOISTURE | WALL PANELS | MANUFACTURED WALLS | Wall panels, metal, 1-3/8" thk, 24" w, primed, 22 ga | SF | 5.6
074200303140 | THERMAL AND MOISTURE | WALL PANELS | MANUFACTURED WALLS | Wall panels, metal, 1-3/8" thk, 24" w, primed, 20 ga | SF | 6.03
074200303160 | THERMAL AND MOISTURE | WALL PANELS | MANUFACTURED WALLS | Wall panels, metal, 1-3/8" thk, 24" w, primed, 18 ga | SF | 6.78
074200501040 | THERMAL AND MOISTURE | WALL PANELS | METAL SIDING PANELS | Siding panels, corr aluminum, plain, 0.024" | SF | 5.54
074200501060 | THERMAL AND MOISTURE | WALL PANELS | METAL SIDING PANELS | Siding panels, corr aluminum, plain, 0.032" | SF | 5.94
074200501080 | THERMAL AND MOISTURE | WALL PANELS | METAL SIDING PANELS | Siding panels, corr aluminum, painted, 0.024" | SF | 6.09
074200501100 | THERMAL AND MOISTURE | WALL PANELS | METAL SIDING PANELS | Siding panels, corr aluminmum, painted, 0.032" | SF | 6.5
074200501140 | THERMAL AND MOISTURE | WALL PANELS | METAL SIDING PANELS | Siding panels, alum, v beam, plain, .032" | SF | 6.68
074200501160 | THERMAL AND MOISTURE | WALL PANELS | METAL SIDING PANELS | Siding panels, alum, v beam, plain, .040" | SF | 7.2
074200501180 | THERMAL AND MOISTURE | WALL PANELS | METAL SIDING PANELS | Siding panels, alum, v beam, plain, .050" | SF | 8.24
074200501200 | THERMAL AND MOISTURE | WALL PANELS | METAL SIDING PANELS | Siding panels, alum, v beam, painted, .032" | SF | 7.47
074200501220 | THERMAL AND MOISTURE | WALL PANELS | METAL SIDING PANELS | Siding panels, alum, v beam, painted, .040" | SF | 8.22
074200501240 | THERMAL AND MOISTURE | WALL PANELS | METAL SIDING PANELS | Siding panels, alum, v beam, painted, .050" | SF | 10.29
074200501280 | THERMAL AND MOISTURE | WALL PANELS | METAL SIDING PANELS | Siding panels, alum, 4" rib, plain, .032" | SF | 6.86
074200501300 | THERMAL AND MOISTURE | WALL PANELS | METAL SIDING PANELS | Siding panels, alum, 4" rib, plain, .040" | SF | 7.2
074200501320 | THERMAL AND MOISTURE | WALL PANELS | METAL SIDING PANELS | Siding panels, alum, 4" rib, plain, .050" | SF | 7.95
074200501340 | THERMAL AND MOISTURE | WALL PANELS | METAL SIDING PANELS | Siding panels, alum, 4" rib, painted, .032" | SF | 7.78
074200501360 | THERMAL AND MOISTURE | WALL PANELS | METAL SIDING PANELS | Siding panels, alum, 4" rib, painted, .040" | SF | 7.94
074200501380 | THERMAL AND MOISTURE | WALL PANELS | METAL SIDING PANELS | Siding panels, alum, 4" rib, painted, .050" | SF | 8.54
074200502080 | THERMAL AND MOISTURE | WALL PANELS | METAL SIDING PANELS | Siding panels, corr steel, 22 ga | SF | 8.25
074200502100 | THERMAL AND MOISTURE | WALL PANELS | METAL SIDING PANELS | Siding panels, corr steel, 24 ga | SF | 8.01
074200502120 | THERMAL AND MOISTURE | WALL PANELS | METAL SIDING PANELS | Siding panels, steel, corr, 26 ga | SF | 7.78
074200502160 | THERMAL AND MOISTURE | WALL PANELS | METAL SIDING PANELS | Siding panels, steel, box rib, 20 ga | SF | 9.61
074200502180 | THERMAL AND MOISTURE | WALL PANELS | METAL SIDING PANELS | Siding panels, steel, box rib, 22 ga | SF | 8.94
074200502200 | THERMAL AND MOISTURE | WALL PANELS | METAL SIDING PANELS | Siding panels, steel, box rib, 24 ga | SF | 8.53
074200502220 | THERMAL AND MOISTURE | WALL PANELS | METAL SIDING PANELS | Siding panels, steel, box rib, 26 ga | SF | 7.99
074200503020 | THERMAL AND MOISTURE | WALL PANELS | METAL SIDING PANELS | Siding, sheets, ribbed, galv, 22 ga | SF | 6.73
074200503040 | THERMAL AND MOISTURE | WALL PANELS | METAL SIDING PANELS | Siding, sheets, ribbed, galv, 24 ga | SF | 6.32
074200503060 | THERMAL AND MOISTURE | WALL PANELS | METAL SIDING PANELS | Siding, sheets, ribbed, galv, 26 ga | SF | 5.77
074200503080 | THERMAL AND MOISTURE | WALL PANELS | METAL SIDING PANELS | Siding, sheets, ribbed, galv, 28 ga | SF | 5.57
074200503220 | THERMAL AND MOISTURE | WALL PANELS | METAL SIDING PANELS | Siding, sheets, ribbed, primed, 24 ga | SF | 6.32
074200503240 | THERMAL AND MOISTURE | WALL PANELS | METAL SIDING PANELS | Siding, sheets, ribbed, primed, 26 ga | SF | 5.77
074200503260 | THERMAL AND MOISTURE | WALL PANELS | METAL SIDING PANELS | Siding, sheets, ribbed, primed, 28 ga | SF | 5.57
074623101020 | THERMAL AND MOISTURE | SIDING | WOOD SIDING | Siding, beveled cedar, A grade, 1/2 x 6 | SF | 8.99
074623101040 | THERMAL AND MOISTURE | SIDING | WOOD SIDING | Siding, beveled cedar, A grade, 1/2 x 8 | SF | 8.27
074623101060 | THERMAL AND MOISTURE | SIDING | WOOD SIDING | Siding, beveled cedar, A grade, 3/4 x 10 | SF | 9.16
074623101080 | THERMAL AND MOISTURE | SIDING | WOOD SIDING | Siding, beveled cedar, clear, 1/2 x 6 | SF | 9.53
074623101100 | THERMAL AND MOISTURE | SIDING | WOOD SIDING | Siding, beveled cedar, clear, 1/2 x 8 | SF | 8.83
074623101120 | THERMAL AND MOISTURE | SIDING | WOOD SIDING | Siding, beveled cedar, clear, 3/4 x 10 | SF | 10.19
074623101140 | THERMAL AND MOISTURE | SIDING | WOOD SIDING | Siding, beveled, cedar, B grade, 1/2 x 6 | SF | 9.36
074623101160 | THERMAL AND MOISTURE | SIDING | WOOD SIDING | Siding, beveled, cedar, B grade, 1/2 x 8 | SF | 9.22
074623101180 | THERMAL AND MOISTURE | SIDING | WOOD SIDING | Siding, beveled, cedar, B grade, 3/4 x 10 | SF | 8.33
074623102020 | THERMAL AND MOISTURE | SIDING | WOOD SIDING | Siding, board & batten, cedar, 1 x 6 | SF | 10.93
074623102040 | THERMAL AND MOISTURE | SIDING | WOOD SIDING | Siding, board & batten, cedar, 1 x 8 | SF | 9.5
074623102060 | THERMAL AND MOISTURE | SIDING | WOOD SIDING | Siding, board & batten, cedar, 1 x 10 | SF | 8.55
074623102080 | THERMAL AND MOISTURE | SIDING | WOOD SIDING | Siding, board & batten, cedar, 1 x 12 | SF | 7.68
074623102100 | THERMAL AND MOISTURE | SIDING | WOOD SIDING | Siding, board & batten, pine, 1 x 6 | SF | 6.34
074623102120 | THERMAL AND MOISTURE | SIDING | WOOD SIDING | Siding, board & batten, pine, 1 x 8 | SF | 5.47
074623102140 | THERMAL AND MOISTURE | SIDING | WOOD SIDING | Siding, board & batten, pine, 1 x 10 | SF | 5.04
074623102160 | THERMAL AND MOISTURE | SIDING | WOOD SIDING | Siding, board & batten, pine, 1 x 12 | SF | 4.58
074623102180 | THERMAL AND MOISTURE | SIDING | WOOD SIDING | Siding, board & batten, redwood, 1 x 6 | SF | 11.53
074623102200 | THERMAL AND MOISTURE | SIDING | WOOD SIDING | Siding, board & batten, redwood, 1 x 8 | SF | 10.21
074623102220 | THERMAL AND MOISTURE | SIDING | WOOD SIDING | Siding, board & batten, redwood, 1 x 10 | SF | 9.35
074623102240 | THERMAL AND MOISTURE | SIDING | WOOD SIDING | Siding, board & batten, redwood, 1 x 12 | SF | 8.58
074623103020 | THERMAL AND MOISTURE | SIDING | WOOD SIDING | Siding, T&G, cedar, 1 x 4 | SF | 11.93
074623103040 | THERMAL AND MOISTURE | SIDING | WOOD SIDING | Siding, T&G, cedar, 1 x 6 | SF | 11.43
074623103060 | THERMAL AND MOISTURE | SIDING | WOOD SIDING | Siding, T&G, cedar, 1 x 8 | SF | 10.76
074623103080 | THERMAL AND MOISTURE | SIDING | WOOD SIDING | Siding, T&G, cedar, 1 x 10 | SF | 10.45
074623103100 | THERMAL AND MOISTURE | SIDING | WOOD SIDING | Siding, T&G, pine, 1 x 4 | SF | 6.98
074623103120 | THERMAL AND MOISTURE | SIDING | WOOD SIDING | Siding, T&G, pine, 1 x 6 | SF | 6.62
074623103140 | THERMAL AND MOISTURE | SIDING | WOOD SIDING | Siding, T&G, pine, 1 x 8 | SF | 6.26
074623103160 | THERMAL AND MOISTURE | SIDING | WOOD SIDING | Siding, T&G, pine, 1 x 10 | SF | 5.96
074623103180 | THERMAL AND MOISTURE | SIDING | WOOD SIDING | Siding, T&G, redwood, 1 x 4 | SF | 11.34
074623103200 | THERMAL AND MOISTURE | SIDING | WOOD SIDING | Siding, T&G, redwood, 1 x 6 | SF | 10.86
074623103220 | THERMAL AND MOISTURE | SIDING | WOOD SIDING | Siding, T&G, redwood, 1 x 8 | SF | 10.43
074623103240 | THERMAL AND MOISTURE | SIDING | WOOD SIDING | Siding, T&G, redwood, 1 x 10 | SF | 9.94
074629101000 | THERMAL AND MOISTURE | SIDING | PLYWOOD SIDING | Siding, cedar, roughsawn, 3/8" thick | SF | 4.9
074629101020 | THERMAL AND MOISTURE | SIDING | PLYWOOD SIDING | Siding, fir, roughsawn, 3/8" thick | SF | 3.93
074629102000 | THERMAL AND MOISTURE | SIDING | PLYWOOD SIDING | Siding, sheets, texture 1-11, 5/8" thick, cedar | SF | 5.85
074629102020 | THERMAL AND MOISTURE | SIDING | PLYWOOD SIDING | Siding, sheets, texture 1-11, 5/8" thick, fir | SF | 4.96
074629102040 | THERMAL AND MOISTURE | SIDING | PLYWOOD SIDING | Siding, sheets, texture 1-11, 5/8" thick, redwood | SF | 5.94
074629102060 | THERMAL AND MOISTURE | SIDING | PLYWOOD SIDING | Siding, sheets, texture 1-11, 5/8" thick, so pine | SF | 4.59
074633101020 | THERMAL AND MOISTURE | SIDING | PLASTIC SIDING | Siding, vinyl, solid, 8" wide, standard | SF | 4.91
074633101040 | THERMAL AND MOISTURE | SIDING | PLASTIC SIDING | Siding, vinyl, solid, 8" wide, insulated | SF | 5.29
074633101060 | THERMAL AND MOISTURE | SIDING | PLASTIC SIDING | Siding, vinyl, solid, 10" wide, standard | SF | 4.74
074633101080 | THERMAL AND MOISTURE | SIDING | PLASTIC SIDING | Siding, vinyl, solid, 10" wide, insulated | SF | 5.11
074633108500 | THERMAL AND MOISTURE | SIDING | PLASTIC SIDING | Vinyl moldings for doors and windows | LF | 4.14
074646101000 | THERMAL AND MOISTURE | SIDING | WOOD FIBER CEMENT SIDING | Wood Fiber Lap siding 5/16" x 8.25 x 12', 7" exposure | SF | 4.98
074646102000 | THERMAL AND MOISTURE | SIDING | WOOD FIBER CEMENT SIDING | Wood Fiber 4Panel Siding 4' x 8' | SF | 4.3
074646103000 | THERMAL AND MOISTURE | SIDING | WOOD FIBER CEMENT SIDING | Wood Fiber Shingle siding 14-5/8" x 25-5/32" (per bundle) | EA | 186
075113101000 | THERMAL AND MOISTURE | MEMBRANE ROOFING | BUILT-UP ASPHALT ROOFING | Roofing, built-up, felt, inc gravel, 2-ply | SQ | 311
075113101500 | THERMAL AND MOISTURE | MEMBRANE ROOFING | BUILT-UP ASPHALT ROOFING | Roofing, built-up, felt incl gravel, 3-ply | SQ | 419
075113102000 | THERMAL AND MOISTURE | MEMBRANE ROOFING | BUILT-UP ASPHALT ROOFING | Roofing, built-up, felt incl gravel, 4-ply | SQ | 539
075113102100 | THERMAL AND MOISTURE | MEMBRANE ROOFING | BUILT-UP ASPHALT ROOFING | Roofing, walkway, built-up, 3'x 3'x 1/2" thick | SF | 5.84
075113102110 | THERMAL AND MOISTURE | MEMBRANE ROOFING | BUILT-UP ASPHALT ROOFING | Roofing, walkway, built-up, 3'x 3'x 3/4" thick | SF | 7.64
075113102120 | THERMAL AND MOISTURE | MEMBRANE ROOFING | BUILT-UP ASPHALT ROOFING | Roofing, walkway, built-up, 3'x 3'x 1" thick | SF | 8.06
075113102155 | THERMAL AND MOISTURE | MEMBRANE ROOFING | BUILT-UP ASPHALT ROOFING | Roofing, bonds, asphalt felt, 10 yrs | SQ | 49.19
075113102160 | THERMAL AND MOISTURE | MEMBRANE ROOFING | BUILT-UP ASPHALT ROOFING | Roofing, bonds, asphalt felt, 20 yrs | SQ | 56.22
075113102200 | THERMAL AND MOISTURE | MEMBRANE ROOFING | BUILT-UP ASPHALT ROOFING | Cant strip, 4"x 4", treated wood | LF | 5.62
075113102260 | THERMAL AND MOISTURE | MEMBRANE ROOFING | BUILT-UP ASPHALT ROOFING | Cant strip, 4"x 4", foamglass | LF | 4.85
075113102280 | THERMAL AND MOISTURE | MEMBRANE ROOFING | BUILT-UP ASPHALT ROOFING | Cant strip, 4"x 4", mineral fiber | LF | 2.53
075113108000 | THERMAL AND MOISTURE | MEMBRANE ROOFING | BUILT-UP ASPHALT ROOFING | New gravel for built-up roofing, 400 Lb/sq | SQ | 215
075113108220 | THERMAL AND MOISTURE | MEMBRANE ROOFING | BUILT-UP ASPHALT ROOFING | New roof gravel (ballast), for built-up | CY | 434
075113109000 | THERMAL AND MOISTURE | MEMBRANE ROOFING | BUILT-UP ASPHALT ROOFING | Aluminum coating, top surfacing, built-up roofing | SQ | 195
075113109500 | THERMAL AND MOISTURE | MEMBRANE ROOFING | BUILT-UP ASPHALT ROOFING | Remove 4-ply built-up roof (includes gravel) | SQ | 391
075113109600 | THERMAL AND MOISTURE | MEMBRANE ROOFING | BUILT-UP ASPHALT ROOFING | Remove & replace gravel, includes flood coat | SQ | 338
075300102060 | THERMAL AND MOISTURE | ELASTOMERIC MEMBRANE ROOFING | SINGLE-PLY ROOFING | Elastic sheet roofing, 1/16" thick, neoprene | SF | 3.82
075300102100 | THERMAL AND MOISTURE | ELASTOMERIC MEMBRANE ROOFING | SINGLE-PLY ROOFING | Elastic sheet roofing, EPDM rubber, 45 mil | SF | 2.76
075300102110 | THERMAL AND MOISTURE | ELASTOMERIC MEMBRANE ROOFING | SINGLE-PLY ROOFING | Elastic sheet roofing, EPDM rubber, 60 mil | SF | 3.42
075300102120 | THERMAL AND MOISTURE | ELASTOMERIC MEMBRANE ROOFING | SINGLE-PLY ROOFING | Elastic sheet roofing, PVC, 45 mil | SF | 3.32
075300102140 | THERMAL AND MOISTURE | ELASTOMERIC MEMBRANE ROOFING | SINGLE-PLY ROOFING | Elastic sheet roofing, PVC, 60 mil | SF | 3.76
075300102170 | THERMAL AND MOISTURE | ELASTOMERIC MEMBRANE ROOFING | SINGLE-PLY ROOFING | Elastic sheet roofing, TPO, 45 mil | SF | 2.64
075300102180 | THERMAL AND MOISTURE | ELASTOMERIC MEMBRANE ROOFING | SINGLE-PLY ROOFING | Elastic sheet roofing, TPO, 60 mil | SF | 3.24
075300102260 | THERMAL AND MOISTURE | ELASTOMERIC MEMBRANE ROOFING | SINGLE-PLY ROOFING | Elastic sheet roofing, flashing 90 mil, 1" pipe | EA | 53.61
075300102280 | THERMAL AND MOISTURE | ELASTOMERIC MEMBRANE ROOFING | SINGLE-PLY ROOFING | Elastic sheet roofing, flashing 90 mil, 2" pipe | EA | 56.12
075300102290 | THERMAL AND MOISTURE | ELASTOMERIC MEMBRANE ROOFING | SINGLE-PLY ROOFING | Elastic sheet roofing, flashing 90 mil, 3" pipe | EA | 57.42
075300102300 | THERMAL AND MOISTURE | ELASTOMERIC MEMBRANE ROOFING | SINGLE-PLY ROOFING | Elastic sheet roofing, flashing 90 mil, 4" pipe | EA | 60.46
075300102310 | THERMAL AND MOISTURE | ELASTOMERIC MEMBRANE ROOFING | SINGLE-PLY ROOFING | Elastic sheet roofing, flashing 90 mil, 5" pipe | EA | 64.39
075300102320 | THERMAL AND MOISTURE | ELASTOMERIC MEMBRANE ROOFING | SINGLE-PLY ROOFING | Elastic sheet roofing, flashing 90 mil, 6" pipe | EA | 68.27
075300102330 | THERMAL AND MOISTURE | ELASTOMERIC MEMBRANE ROOFING | SINGLE-PLY ROOFING | Elastic sheet roofing, flashing 90 mil, 8" pipe | EA | 75.96
075300102340 | THERMAL AND MOISTURE | ELASTOMERIC MEMBRANE ROOFING | SINGLE-PLY ROOFING | Elastic sheet roofing, flashing 90 mil, 10" pipe | EA | 86.61
075300102350 | THERMAL AND MOISTURE | ELASTOMERIC MEMBRANE ROOFING | SINGLE-PLY ROOFING | Elastic sheet roofing, flashing 90 mil, 12" pipe | EA | 100
075300102380 | THERMAL AND MOISTURE | ELASTOMERIC MEMBRANE ROOFING | SINGLE-PLY ROOFING | Strip flashing, 60 mil thick, neoprene, 6" | LF | 8.58
075300102390 | THERMAL AND MOISTURE | ELASTOMERIC MEMBRANE ROOFING | SINGLE-PLY ROOFING | Strip flashing, 60 mil thick, neoprene, 12" | LF | 13.83
075300102400 | THERMAL AND MOISTURE | ELASTOMERIC MEMBRANE ROOFING | SINGLE-PLY ROOFING | Strip flashing, 60 mil thick, neoprene, 18" | LF | 19
075300102420 | THERMAL AND MOISTURE | ELASTOMERIC MEMBRANE ROOFING | SINGLE-PLY ROOFING | Strip flashing, 60 mil thick, neoprene, 24" | LF | 27.39
075300102540 | THERMAL AND MOISTURE | ELASTOMERIC MEMBRANE ROOFING | SINGLE-PLY ROOFING | Adhesives, mastic sealer, joints only, 1/4" bead | LF | 0.63
075300103101 | THERMAL AND MOISTURE | ELASTOMERIC MEMBRANE ROOFING | SINGLE-PLY ROOFING | Fluid applied roofing, urethane, 2 comp, 1" thick | SF | 6.28
075300103200 | THERMAL AND MOISTURE | ELASTOMERIC MEMBRANE ROOFING | SINGLE-PLY ROOFING | Fluid applied roofing, vinyl, 2 coats, 2 mils | SF | 8.19
075300103300 | THERMAL AND MOISTURE | ELASTOMERIC MEMBRANE ROOFING | SINGLE-PLY ROOFING | Fluid applied roofing, silicone, 2 coats, 16 mil | SF | 6.58
075300103421 | THERMAL AND MOISTURE | ELASTOMERIC MEMBRANE ROOFING | SINGLE-PLY ROOFING | Inverted roof system, insul w/ballast, 3 ply, 2" poly | SF | 9.77
075300108000 | THERMAL AND MOISTURE | ELASTOMERIC MEMBRANE ROOFING | SINGLE-PLY ROOFING | Ballast, 3/4" through 1-1/2" dia. river gravel, | SF | 1.3
075300108100 | THERMAL AND MOISTURE | ELASTOMERIC MEMBRANE ROOFING | SINGLE-PLY ROOFING | Walkway for membrane roofs, 1/2" thick | SF | 5.3
076100101000 | THERMAL AND MOISTURE | FLASHING AND SHEET METAL | METAL ROOFING | Sheet metal roofing, copper, 16 oz, batten seam | SQ | 2319
076100101020 | THERMAL AND MOISTURE | FLASHING AND SHEET METAL | METAL ROOFING | Sheet metal roofing, copper, 16 oz, standing seam | SQ | 2246
076100102010 | THERMAL AND MOISTURE | FLASHING AND SHEET METAL | METAL ROOFING | Alum roofing, natural, corrug, on steel frame, .0175" | SQ | 363
076100102040 | THERMAL AND MOISTURE | FLASHING AND SHEET METAL | METAL ROOFING | Alum roofing, natural, corrug, on steel frame, .0215" | SQ | 402
076100102060 | THERMAL AND MOISTURE | FLASHING AND SHEET METAL | METAL ROOFING | Alum roofing, natural, corrug, on steel frame, .024" | SQ | 438
076100102080 | THERMAL AND MOISTURE | FLASHING AND SHEET METAL | METAL ROOFING | Alum roofing, natural, corrug, on steel frame, .032" t | SQ | 484
076100102120 | THERMAL AND MOISTURE | FLASHING AND SHEET METAL | METAL ROOFING | Alum roofing, natural, v-beam, on steel frame, .032" | SQ | 497
076100102130 | THERMAL AND MOISTURE | FLASHING AND SHEET METAL | METAL ROOFING | Alum roofing, natural, v-beam, on steel frame, .040" | SQ | 518
076100102140 | THERMAL AND MOISTURE | FLASHING AND SHEET METAL | METAL ROOFING | Alum roofing, natural, v-beam, on steel frame, .050" | SQ | 594
076100102220 | THERMAL AND MOISTURE | FLASHING AND SHEET METAL | METAL ROOFING | Alum roofing, natural, ridge cap, .019" thick | LF | 6.85
076100102520 | THERMAL AND MOISTURE | FLASHING AND SHEET METAL | METAL ROOFING | Corrug galv steel roofing, on steel frame, 29 ga | SQ | 457
076100102540 | THERMAL AND MOISTURE | FLASHING AND SHEET METAL | METAL ROOFING | Corrug galv steel roofing, on steel frame, 26 ga | SQ | 489
076100102550 | THERMAL AND MOISTURE | FLASHING AND SHEET METAL | METAL ROOFING | Corrug galv steel roofing, on steel frame, 24 ga | SQ | 524
076100102560 | THERMAL AND MOISTURE | FLASHING AND SHEET METAL | METAL ROOFING | Corrug galv steel roofing, on steel frame, 22 ga | SQ | 554
076100102580 | THERMAL AND MOISTURE | FLASHING AND SHEET METAL | METAL ROOFING | 26 ga., factory insulated with 1" polystyrene | SQ | 823
076100102620 | THERMAL AND MOISTURE | FLASHING AND SHEET METAL | METAL ROOFING | Ridge roll, 10" wide | LF | 4.91
076100102640 | THERMAL AND MOISTURE | FLASHING AND SHEET METAL | METAL ROOFING | Ridge roll, 20" wide | LF | 7.82
076200100060 | THERMAL AND MOISTURE | SHEET METAL FLASHING AND TRIM | FLASHING AND TRIM | Counter flashing, aluminum, 0.032 | SF | 10.33
076200100100 | THERMAL AND MOISTURE | SHEET METAL FLASHING AND TRIM | FLASHING AND TRIM | Counter flashing, stainless, 0.015 | SF | 15.84
076200100110 | THERMAL AND MOISTURE | SHEET METAL FLASHING AND TRIM | FLASHING AND TRIM | Counter flashing, copper, 16 oz. | SF | 15.3
076200100112 | THERMAL AND MOISTURE | SHEET METAL FLASHING AND TRIM | FLASHING AND TRIM | Counter flashing, copper, 20 oz. | SF | 16.71
076200100114 | THERMAL AND MOISTURE | SHEET METAL FLASHING AND TRIM | FLASHING AND TRIM | Counter flashing, copper, 24 oz. | SF | 18.54
076200100116 | THERMAL AND MOISTURE | SHEET METAL FLASHING AND TRIM | FLASHING AND TRIM | Counter flashing, copper, 32 oz. | SF | 21.01
076200100120 | THERMAL AND MOISTURE | SHEET METAL FLASHING AND TRIM | FLASHING AND TRIM | Valley flashing, aluminum, 0.032 | SF | 6.62
076200100130 | THERMAL AND MOISTURE | SHEET METAL FLASHING AND TRIM | FLASHING AND TRIM | Valley flashing, stainless, 0.015 | SF | 10.45
076200100140 | THERMAL AND MOISTURE | SHEET METAL FLASHING AND TRIM | FLASHING AND TRIM | Valley flashing, copper, 16 oz. | SF | 12.37
076200100160 | THERMAL AND MOISTURE | SHEET METAL FLASHING AND TRIM | FLASHING AND TRIM | Valley flashing, copper, 20 oz. | SF | 15.41
076200100180 | THERMAL AND MOISTURE | SHEET METAL FLASHING AND TRIM | FLASHING AND TRIM | Valley flashing, copper, 24 oz. | SF | 15.61
076200100200 | THERMAL AND MOISTURE | SHEET METAL FLASHING AND TRIM | FLASHING AND TRIM | Valley flashing, copper, 32 oz. | SF | 18.08
076200100400 | THERMAL AND MOISTURE | SHEET METAL FLASHING AND TRIM | FLASHING AND TRIM | Base flashing, aluminum, 0.040 | SF | 9.12
076200100410 | THERMAL AND MOISTURE | SHEET METAL FLASHING AND TRIM | FLASHING AND TRIM | Base flashing, stainless, 0.018 | SF | 13.17
076200100420 | THERMAL AND MOISTURE | SHEET METAL FLASHING AND TRIM | FLASHING AND TRIM | Base flashing, copper, 16 oz. | SF | 21.49
076200100422 | THERMAL AND MOISTURE | SHEET METAL FLASHING AND TRIM | FLASHING AND TRIM | Base flashing, copper, 20 oz. | SF | 22.67
076200100424 | THERMAL AND MOISTURE | SHEET METAL FLASHING AND TRIM | FLASHING AND TRIM | Base flashing, copper, 24 oz. | SF | 27.96
076200100426 | THERMAL AND MOISTURE | SHEET METAL FLASHING AND TRIM | FLASHING AND TRIM | Base flashing, copper, 32 oz. | SF | 32.91
076200102050 | THERMAL AND MOISTURE | SHEET METAL FLASHING AND TRIM | FLASHING AND TRIM | Waterstop, "t" section, 22 ga, 1-1/2 x 3 | LF | 7.17
076200102060 | THERMAL AND MOISTURE | SHEET METAL FLASHING AND TRIM | FLASHING AND TRIM | Waterstop, "t" section, 22 ga, 2 x 2 | LF | 7.52
076200102070 | THERMAL AND MOISTURE | SHEET METAL FLASHING AND TRIM | FLASHING AND TRIM | Waterstop, "t" section, 22 ga, 4 x 3 | LF | 8.33
076200102080 | THERMAL AND MOISTURE | SHEET METAL FLASHING AND TRIM | FLASHING AND TRIM | Waterstop, "t" section, 22 ga, 6 x 4 | LF | 8.58
076200102090 | THERMAL AND MOISTURE | SHEET METAL FLASHING AND TRIM | FLASHING AND TRIM | Waterstop, "t" section, 22 ga, 8 x 4 | LF | 9.71
076200102520 | THERMAL AND MOISTURE | SHEET METAL FLASHING AND TRIM | FLASHING AND TRIM | Flashing, scupper outlets, 10" x 10" x 4" | EA | 77.27
076200102530 | THERMAL AND MOISTURE | SHEET METAL FLASHING AND TRIM | FLASHING AND TRIM | Flashing, scupper outlets, 22" x 4" x 4" | EA | 81.36
076200102540 | THERMAL AND MOISTURE | SHEET METAL FLASHING AND TRIM | FLASHING AND TRIM | Flashing, scupper outlets, 8" x 8" x 5" | EA | 76.1
076200103221 | THERMAL AND MOISTURE | SHEET METAL FLASHING AND TRIM | FLASHING AND TRIM | Flashing & trim, aluminum, 0.019" thick | SF | 7.83
076200103231 | THERMAL AND MOISTURE | SHEET METAL FLASHING AND TRIM | FLASHING AND TRIM | Flashing & trim, aluminum, 0.032" thick | SF | 8.33
076200103241 | THERMAL AND MOISTURE | SHEET METAL FLASHING AND TRIM | FLASHING AND TRIM | Flashing & trim, aluminum, 0.040" thick | SF | 10.73
076200103310 | THERMAL AND MOISTURE | SHEET METAL FLASHING AND TRIM | FLASHING AND TRIM | Neoprene sheet flashing, 0.060" thick | SF | 8.63
076200103330 | THERMAL AND MOISTURE | SHEET METAL FLASHING AND TRIM | FLASHING AND TRIM | Neoprene sheet flashing, copper, paper, 2 sides, 2 oz | SF | 12.62
076200103340 | THERMAL AND MOISTURE | SHEET METAL FLASHING AND TRIM | FLASHING AND TRIM | Neoprene sheet flashing, copper, paper, 2 sides, 5 oz | SF | 14.03
076200103420 | THERMAL AND MOISTURE | SHEET METAL FLASHING AND TRIM | FLASHING AND TRIM | Drainage boots, roof, cast iron, 2 x 3 | LF | 183
076200103430 | THERMAL AND MOISTURE | SHEET METAL FLASHING AND TRIM | FLASHING AND TRIM | Drainage boots, roof, cast iron, 3 x 4 | LF | 226
076200103440 | THERMAL AND MOISTURE | SHEET METAL FLASHING AND TRIM | FLASHING AND TRIM | Drainage boots, roof, cast iron, 4 x 5 | LF | 244
076200103450 | THERMAL AND MOISTURE | SHEET METAL FLASHING AND TRIM | FLASHING AND TRIM | Drainage boots, roof, cast iron, 4 x 6 | LF | 267
076200103460 | THERMAL AND MOISTURE | SHEET METAL FLASHING AND TRIM | FLASHING AND TRIM | Drainage boots, roof, cast iron, 5 x 7 | LF | 295
076200108120 | THERMAL AND MOISTURE | SHEET METAL FLASHING AND TRIM | FLASHING AND TRIM | Drainage boots, roof, cast niron, 4 x 4 | EA | 145
076200108140 | THERMAL AND MOISTURE | SHEET METAL FLASHING AND TRIM | FLASHING AND TRIM | Pitch pocket, copper 16 oz, 6 x 6 | EA | 156
076200108160 | THERMAL AND MOISTURE | SHEET METAL FLASHING AND TRIM | FLASHING AND TRIM | Pitch pocket, copper 16 oz, 8 x 8 | EA | 195
076200108180 | THERMAL AND MOISTURE | SHEET METAL FLASHING AND TRIM | FLASHING AND TRIM | Pitch pocket, copper 16 oz, 8 x 10 | EA | 227
076200108200 | THERMAL AND MOISTURE | SHEET METAL FLASHING AND TRIM | FLASHING AND TRIM | Pitch pocket, copper 16 oz, 8 x 12 | EA | 261
076200108400 | THERMAL AND MOISTURE | SHEET METAL FLASHING AND TRIM | FLASHING AND TRIM | Reglets, copper, 10 oz | LF | 16.85
076200108420 | THERMAL AND MOISTURE | SHEET METAL FLASHING AND TRIM | FLASHING AND TRIM | Reglets, stainless steel, .020" | LF | 10.49
076200108600 | THERMAL AND MOISTURE | SHEET METAL FLASHING AND TRIM | FLASHING AND TRIM | Gravel stop, aluminum, 0.032", 4" | LF | 5.67
076200108620 | THERMAL AND MOISTURE | SHEET METAL FLASHING AND TRIM | FLASHING AND TRIM | Gravel stop, aluminum, 0.032", 6" | LF | 7.12
076200108640 | THERMAL AND MOISTURE | SHEET METAL FLASHING AND TRIM | FLASHING AND TRIM | Gravel stop, aluminum, 0.032", 8" | LF | 9.06
076200108660 | THERMAL AND MOISTURE | SHEET METAL FLASHING AND TRIM | FLASHING AND TRIM | Gravel stop, aluminum, 0.032", 10" | LF | 10.59
076200108680 | THERMAL AND MOISTURE | SHEET METAL FLASHING AND TRIM | FLASHING AND TRIM | Gravel stop, copper, 16 oz, 4" | LF | 14.02
076200108700 | THERMAL AND MOISTURE | SHEET METAL FLASHING AND TRIM | FLASHING AND TRIM | Gravel stop, copper, 16 oz, 6" | LF | 19.62
076200108720 | THERMAL AND MOISTURE | SHEET METAL FLASHING AND TRIM | FLASHING AND TRIM | Gravel stop, copper, 16 oz, 8" | LF | 25.88
076200108740 | THERMAL AND MOISTURE | SHEET METAL FLASHING AND TRIM | FLASHING AND TRIM | Gravel stop, copper, 16 oz, 10" | LF | 31.48
077100100100 | THERMAL AND MOISTURE | ROOFING SPECIALTIES | MANUFACTURED SPECIALTIES | Roofing, moisture relief vent, aluminum | EA | 40.11
077100100120 | THERMAL AND MOISTURE | ROOFING SPECIALTIES | MANUFACTURED SPECIALTIES | Roofing, moisture relief vent, copper | EA | 90.4
077100100140 | THERMAL AND MOISTURE | ROOFING SPECIALTIES | MANUFACTURED SPECIALTIES | Roofing, expansion joint, alum, opening to 2.5" | LF | 27.78
077100100160 | THERMAL AND MOISTURE | ROOFING SPECIALTIES | MANUFACTURED SPECIALTIES | Roofing, expansion joint, alum, opening to 3.5" | LF | 27.83
077100100180 | THERMAL AND MOISTURE | ROOFING SPECIALTIES | MANUFACTURED SPECIALTIES | Roofing, expansion joint, copper 16 oz, open to 2.5" | LF | 47.29
077100100200 | THERMAL AND MOISTURE | ROOFING SPECIALTIES | MANUFACTURED SPECIALTIES | Roofing, expansion joint, copper 16 oz, open to 3.5" | LF | 57.65
077100100220 | THERMAL AND MOISTURE | ROOFING SPECIALTIES | MANUFACTURED SPECIALTIES | Roofing, exp joint, butyl, 4" w, copper bellows | LF | 46.59
077100100240 | THERMAL AND MOISTURE | ROOFING SPECIALTIES | MANUFACTURED SPECIALTIES | Roofing, exp joint, butyl, 4" w, stnls stl bellows | LF | 31.39
077100100280 | THERMAL AND MOISTURE | ROOFING SPECIALTIES | MANUFACTURED SPECIALTIES | Roofing, exp joint, butyl, 6" w, copper bellows | LF | 51.05
077100100300 | THERMAL AND MOISTURE | ROOFING SPECIALTIES | MANUFACTURED SPECIALTIES | Roofing, exp joint, stnls stl, opening to 2.5" | LF | 31.22
077100100320 | THERMAL AND MOISTURE | ROOFING SPECIALTIES | MANUFACTURED SPECIALTIES | Roofing, exp joint, stnls stl, opening to 3.5" | LF | 38.53
077100100820 | THERMAL AND MOISTURE | ROOFING SPECIALTIES | MANUFACTURED SPECIALTIES | Smoke vent, 48"x 48", aluminum | EA | 4126
077100100860 | THERMAL AND MOISTURE | ROOFING SPECIALTIES | MANUFACTURED SPECIALTIES | Smoke vent, 48"x 48", galv steel | EA | 3651
077100101000 | THERMAL AND MOISTURE | ROOFING SPECIALTIES | MANUFACTURED SPECIALTIES | Heat/smoke vent, 48"x 96", aluminum | EA | 5768
077100101020 | THERMAL AND MOISTURE | ROOFING SPECIALTIES | MANUFACTURED SPECIALTIES | Heat/smoke vent, 48"x 96", galv steel | EA | 4958
077100102040 | THERMAL AND MOISTURE | ROOFING SPECIALTIES | MANUFACTURED SPECIALTIES | Ridge vent strips, mill finish | LF | 9.11
077100102050 | THERMAL AND MOISTURE | ROOFING SPECIALTIES | MANUFACTURED SPECIALTIES | Ridge vent strips, connectors | EA | 23.38
077100102060 | THERMAL AND MOISTURE | ROOFING SPECIALTIES | MANUFACTURED SPECIALTIES | Ridge vent strips, end cap | EA | 24.24
077100102090 | THERMAL AND MOISTURE | ROOFING SPECIALTIES | MANUFACTURED SPECIALTIES | Soffit vent, mill finish, 2-1/2" wide | LF | 3.62
077100102100 | THERMAL AND MOISTURE | ROOFING SPECIALTIES | MANUFACTURED SPECIALTIES | Soffit vent, mill finish, 3" wide | LF | 3.72
077100102125 | THERMAL AND MOISTURE | ROOFING SPECIALTIES | MANUFACTURED SPECIALTIES | Soffit vent, mill finish, 6" wide | LF | 4.16
077100103040 | THERMAL AND MOISTURE | ROOFING SPECIALTIES | MANUFACTURED SPECIALTIES | Roof hatch, steel, primed, 2'-6"x 3'-0" | EA | 1200
077100103060 | THERMAL AND MOISTURE | ROOFING SPECIALTIES | MANUFACTURED SPECIALTIES | Roof hatch, steel, primed, 2'6"x 4'6" | EA | 1737
077100103080 | THERMAL AND MOISTURE | ROOFING SPECIALTIES | MANUFACTURED SPECIALTIES | Roof hatch, steel, primed, 2'6"x 8'0" | EA | 2670
077100103120 | THERMAL AND MOISTURE | ROOFING SPECIALTIES | MANUFACTURED SPECIALTIES | Roof hatch, steel, galv, 2'-6"x 3'-0" | EA | 1432
077100103140 | THERMAL AND MOISTURE | ROOFING SPECIALTIES | MANUFACTURED SPECIALTIES | Roof hatch, steel, galv, 2'6"x 4'6" | EA | 2126
077100103160 | THERMAL AND MOISTURE | ROOFING SPECIALTIES | MANUFACTURED SPECIALTIES | Roof hatch, steel, galv, 2'6"x 8'0" | EA | 3304
077100103200 | THERMAL AND MOISTURE | ROOFING SPECIALTIES | MANUFACTURED SPECIALTIES | Roof hatch, aluminum, 2'-6"x 3'-0" | EA | 1382
077100103220 | THERMAL AND MOISTURE | ROOFING SPECIALTIES | MANUFACTURED SPECIALTIES | Roof hatch, aluminum, 2'6"x 4'6" | EA | 2049
077100103240 | THERMAL AND MOISTURE | ROOFING SPECIALTIES | MANUFACTURED SPECIALTIES | Roof hatch, aluminum, 2'6"x 8'0" | EA | 3710
077100103560 | THERMAL AND MOISTURE | ROOFING SPECIALTIES | MANUFACTURED SPECIALTIES | Access door, ceiling, swing up, stl, 2'-6"x 2'-6" | EA | 770
077100103580 | THERMAL AND MOISTURE | ROOFING SPECIALTIES | MANUFACTURED SPECIALTIES | Access door, ceiling, swing up, steel, 2'6"x 3'0" | EA | 818
077100103600 | THERMAL AND MOISTURE | ROOFING SPECIALTIES | MANUFACTURED SPECIALTIES | Access door, ceiling, swing up, alum, 2'-6"x 2'-6" | EA | 928
077100103620 | THERMAL AND MOISTURE | ROOFING SPECIALTIES | MANUFACTURED SPECIALTIES | Access door, ceiling, swing up, aluminum, 2'6"x 3'0" | EA | 1002
077100103660 | THERMAL AND MOISTURE | ROOFING SPECIALTIES | MANUFACTURED SPECIALTIES | Access door, ceiling, swing down, steel, 2'-6"x 2'-6" | EA | 1125
077100103670 | THERMAL AND MOISTURE | ROOFING SPECIALTIES | MANUFACTURED SPECIALTIES | Access door, ceiling, swing down, steel, 2'-6"x 3'-0" | EA | 1200
077100103690 | THERMAL AND MOISTURE | ROOFING SPECIALTIES | MANUFACTURED SPECIALTIES | Access door, ceiling, swing down, alum, 2'-6"x 2'-6" | EA | 1325
077100103700 | THERMAL AND MOISTURE | ROOFING SPECIALTIES | MANUFACTURED SPECIALTIES | Access door, ceiling, swing down, alum, 2'-6"x 3'-0" | EA | 1412
077100103710 | THERMAL AND MOISTURE | ROOFING SPECIALTIES | MANUFACTURED SPECIALTIES | Access door, ceiling, swing down, SS, 12"x 12" | EA | 1072
077100103720 | THERMAL AND MOISTURE | ROOFING SPECIALTIES | MANUFACTURED SPECIALTIES | Access door, ceiling, swing down, SS, 2'-6"x 2'-6" | EA | 1732
077100103730 | THERMAL AND MOISTURE | ROOFING SPECIALTIES | MANUFACTURED SPECIALTIES | Access door, ceiling, swing down, SS, 2'-6"x 3'-0" | EA | 1842
077100103830 | THERMAL AND MOISTURE | ROOFING SPECIALTIES | MANUFACTURED SPECIALTIES | Gravity ventilators, w/accessory, stat siphon, 6" dia | EA | 122
077100103840 | THERMAL AND MOISTURE | ROOFING SPECIALTIES | MANUFACTURED SPECIALTIES | Gravity ventilators, w/accessory, stat siphon, 12"di | EA | 173
077100103850 | THERMAL AND MOISTURE | ROOFING SPECIALTIES | MANUFACTURED SPECIALTIES | Gravity ventilators, w/accessory, stat siphon, 24"di | EA | 522
077100103860 | THERMAL AND MOISTURE | ROOFING SPECIALTIES | MANUFACTURED SPECIALTIES | Gravity ventilators, w/accessory, stat siphon, 36"di | EA | 1016
077100103920 | THERMAL AND MOISTURE | ROOFING SPECIALTIES | MANUFACTURED SPECIALTIES | Gravity ventilators, wind driven spinner, 6" dia | EA | 158
077100103940 | THERMAL AND MOISTURE | ROOFING SPECIALTIES | MANUFACTURED SPECIALTIES | Gravity ventilators, wind driven spinner, 12" dia | EA | 195
077100103960 | THERMAL AND MOISTURE | ROOFING SPECIALTIES | MANUFACTURED SPECIALTIES | Gravity ventilators, wind driven spinner, 24" dia | EA | 608
077100103980 | THERMAL AND MOISTURE | ROOFING SPECIALTIES | MANUFACTURED SPECIALTIES | Gravity ventilators, wind driven spinner, 36" dia | EA | 1171
077100104020 | THERMAL AND MOISTURE | ROOFING SPECIALTIES | MANUFACTURED SPECIALTIES | Gravity ventilators, stat mushroom, 16" dia | EA | 950
077100104060 | THERMAL AND MOISTURE | ROOFING SPECIALTIES | MANUFACTURED SPECIALTIES | Gravity ventilators, stat mushroom, 30" dia | EA | 2055
077100104080 | THERMAL AND MOISTURE | ROOFING SPECIALTIES | MANUFACTURED SPECIALTIES | Gravity ventilators, stat mushroom, 36" dia | EA | 2653
077100104100 | THERMAL AND MOISTURE | ROOFING SPECIALTIES | MANUFACTURED SPECIALTIES | Gravity ventilators, stat mushroom, 42" dia | EA | 3926
077123101540 | THERMAL AND MOISTURE | ROOFING SPECIALTIES | GUTTERS AND DOWNSPOUTS | Downspout, copper, 16 oz, round, 3" D | LF | 20.72
077123101550 | THERMAL AND MOISTURE | ROOFING SPECIALTIES | GUTTERS AND DOWNSPOUTS | Downspout, copper, 16 oz, round, 4" D | LF | 24.64
077123101570 | THERMAL AND MOISTURE | ROOFING SPECIALTIES | GUTTERS AND DOWNSPOUTS | Downspout, copper, 16 oz, corrugated, 2"x 3" | LF | 19.96
077123101580 | THERMAL AND MOISTURE | ROOFING SPECIALTIES | GUTTERS AND DOWNSPOUTS | Downspout, copper, 16 oz, corrugated, 3"x 4" | LF | 23.42
077123101590 | THERMAL AND MOISTURE | ROOFING SPECIALTIES | GUTTERS AND DOWNSPOUTS | Downspout, copper, 16 oz, flat surf, 2"x 3" | LF | 22.36
077123101600 | THERMAL AND MOISTURE | ROOFING SPECIALTIES | GUTTERS AND DOWNSPOUTS | Downspout, copper, 16 oz, flat surf, 3"x 4" | LF | 29.62
077123101630 | THERMAL AND MOISTURE | ROOFING SPECIALTIES | GUTTERS AND DOWNSPOUTS | Lead-coated copper downspouts, round, 2" dia | LF | 29.27
077123101650 | THERMAL AND MOISTURE | ROOFING SPECIALTIES | GUTTERS AND DOWNSPOUTS | Lead-coated copper downspouts, round, 4" dia | LF | 35.17
077123101680 | THERMAL AND MOISTURE | ROOFING SPECIALTIES | GUTTERS AND DOWNSPOUTS | Lead-coated copper downspouts, rect, corr, 2"x 3" | LF | 25.61
077123101690 | THERMAL AND MOISTURE | ROOFING SPECIALTIES | GUTTERS AND DOWNSPOUTS | Lead-coated copper downspouts, rect, corr, 3"x 4" | LF | 29.6
077123101700 | THERMAL AND MOISTURE | ROOFING SPECIALTIES | GUTTERS AND DOWNSPOUTS | Lead-coated copper downspouts, rect, plain, 2"x 3" | LF | 19.41
077123101750 | THERMAL AND MOISTURE | ROOFING SPECIALTIES | GUTTERS AND DOWNSPOUTS | Lead-coated copper downspouts, rect, plain, 3"x 4" | LF | 21.7
077123101820 | THERMAL AND MOISTURE | ROOFING SPECIALTIES | GUTTERS AND DOWNSPOUTS | Gutters, copper, half round, 4" wide | LF | 21.74
077123101840 | THERMAL AND MOISTURE | ROOFING SPECIALTIES | GUTTERS AND DOWNSPOUTS | Gutters, copper, half round, 5" wide | LF | 25.73
077123101880 | THERMAL AND MOISTURE | ROOFING SPECIALTIES | GUTTERS AND DOWNSPOUTS | Gutters, 16 oz, type k, 4" wide | LF | 23.32
077123101890 | THERMAL AND MOISTURE | ROOFING SPECIALTIES | GUTTERS AND DOWNSPOUTS | Gutters, 16 oz, type k, 5" wide | LF | 24.93
077123101910 | THERMAL AND MOISTURE | ROOFING SPECIALTIES | GUTTERS AND DOWNSPOUTS | Lead-coated copper gutters, half round, 4" wide | LF | 24.79
077123101920 | THERMAL AND MOISTURE | ROOFING SPECIALTIES | GUTTERS AND DOWNSPOUTS | Lead-coated copper gutters, half round, 6" wide | LF | 31.94
077123101930 | THERMAL AND MOISTURE | ROOFING SPECIALTIES | GUTTERS AND DOWNSPOUTS | Lead-coated copper gutters, type k, 4" wide | LF | 26.39
077123101940 | THERMAL AND MOISTURE | ROOFING SPECIALTIES | GUTTERS AND DOWNSPOUTS | Lead-coated copper gutters, type k, 5" wide | LF | 32.77
077123103010 | THERMAL AND MOISTURE | ROOFING SPECIALTIES | GUTTERS AND DOWNSPOUTS | Downspout, aluminum, 2"x 3" | LF | 7.4
077123103030 | THERMAL AND MOISTURE | ROOFING SPECIALTIES | GUTTERS AND DOWNSPOUTS | Downspout, aluminum, 3"x 4" | LF | 8.6
077123103035 | THERMAL AND MOISTURE | ROOFING SPECIALTIES | GUTTERS AND DOWNSPOUTS | Downspout, aluminum, 4"x 5" | LF | 9.5
077123103040 | THERMAL AND MOISTURE | ROOFING SPECIALTIES | GUTTERS AND DOWNSPOUTS | Downspout, aluminum, round, 3" D | LF | 8.72
077123103050 | THERMAL AND MOISTURE | ROOFING SPECIALTIES | GUTTERS AND DOWNSPOUTS | Downspout, aluminum, round, 4" D | LF | 10.09
077123103260 | THERMAL AND MOISTURE | ROOFING SPECIALTIES | GUTTERS AND DOWNSPOUTS | Gutter, aluminum, stock, 4" wide | LF | 10.83
077123103270 | THERMAL AND MOISTURE | ROOFING SPECIALTIES | GUTTERS AND DOWNSPOUTS | Gutter, aluminum, stock, 5" wide | LF | 11.78
077123104121 | THERMAL AND MOISTURE | ROOFING SPECIALTIES | GUTTERS AND DOWNSPOUTS | Downspout, galv steel, 2" or 3" D | LF | 8.08
077123104131 | THERMAL AND MOISTURE | ROOFING SPECIALTIES | GUTTERS AND DOWNSPOUTS | Downspout, galv steel, 4" D | LF | 9.07
077123104141 | THERMAL AND MOISTURE | ROOFING SPECIALTIES | GUTTERS AND DOWNSPOUTS | Downspout, galv steel, 5" D | LF | 11.33
077123104151 | THERMAL AND MOISTURE | ROOFING SPECIALTIES | GUTTERS AND DOWNSPOUTS | Downspout, galv steel, 6" D | LF | 13.2
077123104171 | THERMAL AND MOISTURE | ROOFING SPECIALTIES | GUTTERS AND DOWNSPOUTS | Downspout, galv steel, rectangular, 2"x 3" | LF | 7.81
077123104191 | THERMAL AND MOISTURE | ROOFING SPECIALTIES | GUTTERS AND DOWNSPOUTS | Downspout, galv steel, rectangular, 3"x 4" | LF | 8.6
077123104201 | THERMAL AND MOISTURE | ROOFING SPECIALTIES | GUTTERS AND DOWNSPOUTS | Downspout, galv steel, rectangular, 4"x 4" | LF | 9.54
077123104320 | THERMAL AND MOISTURE | ROOFING SPECIALTIES | GUTTERS AND DOWNSPOUTS | Gutter, galv steel, 5" wide, plain | LF | 11.19
077123104330 | THERMAL AND MOISTURE | ROOFING SPECIALTIES | GUTTERS AND DOWNSPOUTS | Gutter, galv steel, 5" wide, painted | LF | 11.4
077123104340 | THERMAL AND MOISTURE | ROOFING SPECIALTIES | GUTTERS AND DOWNSPOUTS | Gutter, galv steel, 6" wide, plain | LF | 12.7
077123104360 | THERMAL AND MOISTURE | ROOFING SPECIALTIES | GUTTERS AND DOWNSPOUTS | Gutter, galv steel, 6" wide, painted | LF | 13.12
078100101020 | THERMAL AND MOISTURE | FIREPROOFING | FIREPROOFING | Fireproofing, sprayed on, 1" thick, on beams | SF | 2.31
078100101040 | THERMAL AND MOISTURE | FIREPROOFING | FIREPROOFING | Fireproofing, sprayed on, 1" thick, on columns | SF | 2.19
078100101060 | THERMAL AND MOISTURE | FIREPROOFING | FIREPROOFING | Fireproofing, spray on, 1" thk, on decks, flat surf | SF | 1.55
078100101080 | THERMAL AND MOISTURE | FIREPROOFING | FIREPROOFING | Fireproofing, spray on, 1" thk, on decks, fluted surf | SF | 1.96
078100101120 | THERMAL AND MOISTURE | FIREPROOFING | FIREPROOFING | Fireproofing, 1-1/2" thick, on beams | SF | 3.44
078100101140 | THERMAL AND MOISTURE | FIREPROOFING | FIREPROOFING | Fireproofing, 1-1/2" thick, on columns | SF | 3.42
078100101160 | THERMAL AND MOISTURE | FIREPROOFING | FIREPROOFING | Fireproofing, 1-1/2" thick, on decks, flat surface | SF | 2.16
078100101170 | THERMAL AND MOISTURE | FIREPROOFING | FIREPROOFING | Fireproofing, 1-1/2" thick, on decks, fluted surf | SF | 2.68
079200100120 | THERMAL AND MOISTURE | JOINT SEALANTS | CAULKING | Calk exterior, two component, 1/4 x 1/2 | LF | 4.53
079200100140 | THERMAL AND MOISTURE | JOINT SEALANTS | CAULKING | Calk exterior, two component, 3/8 x 1/2 | LF | 5.21
079200100160 | THERMAL AND MOISTURE | JOINT SEALANTS | CAULKING | Calk exterior, two component, 1/2 x 1/2 | LF | 6.02
079200100240 | THERMAL AND MOISTURE | JOINT SEALANTS | CAULKING | Calk interior, single component, 1/4 x 1/2 | LF | 4.19
079200100260 | THERMAL AND MOISTURE | JOINT SEALANTS | CAULKING | Calk interior, single component, 3/8 x 1/2 | LF | 4.72
079200100280 | THERMAL AND MOISTURE | JOINT SEALANTS | CAULKING | Calk interior, single component, 1/2 x 1/2 | LF | 5.35
079200101010 | THERMAL AND MOISTURE | JOINT SEALANTS | CAULKING | Joint fillers, butyl rubber, 1/4 x 1/4 | LF | 2.47
079200101020 | THERMAL AND MOISTURE | JOINT SEALANTS | CAULKING | Joint fillers, butyl rubber, 1/2 x 1/2 | LF | 3.94
079200101030 | THERMAL AND MOISTURE | JOINT SEALANTS | CAULKING | Joint fillers, butyl rubber, 1/2 x 3/4 | LF | 5.12
079200101040 | THERMAL AND MOISTURE | JOINT SEALANTS | CAULKING | Joint fillers, butyl rubber, 3/4 x 3/4 | LF | 5.7
079200101060 | THERMAL AND MOISTURE | JOINT SEALANTS | CAULKING | Joint fillers, butyl rubber, 1 x 1 | LF | 6.5
079200101410 | THERMAL AND MOISTURE | JOINT SEALANTS | CAULKING | Joint fillers, neoprene, seals, "O" ring, 1/4" dia | LF | 2.97
079200101420 | THERMAL AND MOISTURE | JOINT SEALANTS | CAULKING | Joint fillers, neoprene, seals, "O" ring, 1/2" dia | LF | 4.87
079200101440 | THERMAL AND MOISTURE | JOINT SEALANTS | CAULKING | Joint fillers, neoprene, seals, "O" ring, 1" dia | LF | 11.91
079200101450 | THERMAL AND MOISTURE | JOINT SEALANTS | CAULKING | Joint fillers, neoprene, seals, "O" ring, 1-1/4" dia | LF | 14.63
079200101460 | THERMAL AND MOISTURE | JOINT SEALANTS | CAULKING | Joint fillers, neoprene, seals, "O" ring, 1-1/2" dia | LF | 18.91
079200101470 | THERMAL AND MOISTURE | JOINT SEALANTS | CAULKING | Joint fillers, neoprene, seals, "O" ring, 1-3/4" dia | LF | 26.65
079200101480 | THERMAL AND MOISTURE | JOINT SEALANTS | CAULKING | Joint fillers, neoprene, seals, "O" ring, 2" dia | LF | 33.8
079200101520 | THERMAL AND MOISTURE | JOINT SEALANTS | CAULKING | Joint fillers, polyvinyl chloride, closed, 1/4 x 2 | LF | 3.55
079200101540 | THERMAL AND MOISTURE | JOINT SEALANTS | CAULKING | Joint fillers, polyvinyl chloride, closed, 1/4 x 6 | LF | 5.68
079200101620 | THERMAL AND MOISTURE | JOINT SEALANTS | CAULKING | Joint fillers, silicon foam seal, 1/4 x 1/2 | LF | 1.26
079200101640 | THERMAL AND MOISTURE | JOINT SEALANTS | CAULKING | Joint fillers, silicon foam seal, 1/2 x 1/2 | LF | 1.78
079200101660 | THERMAL AND MOISTURE | JOINT SEALANTS | CAULKING | Joint fillers, silicon foam seal, 1/2 x 3/4 | LF | 2.29
079200101680 | THERMAL AND MOISTURE | JOINT SEALANTS | CAULKING | Joint fillers, silicon foam seal, 3/4 x 3/4 | LF | 3.02
079200101700 | THERMAL AND MOISTURE | JOINT SEALANTS | CAULKING | Joint fillers, silicon foam seal, 1/8 x 1 | LF | 1.26
079200101720 | THERMAL AND MOISTURE | JOINT SEALANTS | CAULKING | Joint fillers, silicon foam seal, 1/8 x 3 | LF | 2.29
079200101740 | THERMAL AND MOISTURE | JOINT SEALANTS | CAULKING | Joint fillers, silicon foam seal, 1/4 x 3 | LF | 3.32
079200101760 | THERMAL AND MOISTURE | JOINT SEALANTS | CAULKING | Joint fillers, silicon foam seal, 1/4 x 6 | LF | 5.35
079200101780 | THERMAL AND MOISTURE | JOINT SEALANTS | CAULKING | Joint fillers, silicon foam seal, 1/2 x 6 | LF | 11.44
079200101800 | THERMAL AND MOISTURE | JOINT SEALANTS | CAULKING | Joint fillers, silicon foam seal, 1/2 x 9 | LF | 17.95
079200101820 | THERMAL AND MOISTURE | JOINT SEALANTS | CAULKING | Joint fillers, silicon foam seal, 1/2 x 12 | LF | 25.11
079200102040 | THERMAL AND MOISTURE | JOINT SEALANTS | CAULKING | Sealants & caulking, oil base, 1/4 x 1/4 | LF | 2.1
079200102060 | THERMAL AND MOISTURE | JOINT SEALANTS | CAULKING | Sealants & caulking, oil base, 1/4 x 3/8 | LF | 2.23
079200102080 | THERMAL AND MOISTURE | JOINT SEALANTS | CAULKING | Sealants & caulking, oil base, 1/4 x 1/2 | LF | 2.34
079200102100 | THERMAL AND MOISTURE | JOINT SEALANTS | CAULKING | Sealants & caulking, oil base, 3/8 x 3/8 | LF | 2.49
079200102120 | THERMAL AND MOISTURE | JOINT SEALANTS | CAULKING | Sealants & caulking, oil base, 3/8 x 1/2 | LF | 2.66
079200102140 | THERMAL AND MOISTURE | JOINT SEALANTS | CAULKING | Sealants & caulking, oil base, 3/8 x 5/8 | LF | 2.96
079200102160 | THERMAL AND MOISTURE | JOINT SEALANTS | CAULKING | Sealants & caulking, oil base, 3/8 x 3/4 | LF | 3.18
079200102180 | THERMAL AND MOISTURE | JOINT SEALANTS | CAULKING | Sealants & caulking, oil base, 1/2 x 1/2 | LF | 3.47
079200102200 | THERMAL AND MOISTURE | JOINT SEALANTS | CAULKING | Sealants & caulking, oil base, 1/2 x 5/8 | LF | 3.95
079200102220 | THERMAL AND MOISTURE | JOINT SEALANTS | CAULKING | Sealants & caulking, oil base, 1/2 x 3/4 | LF | 4.55
079200102240 | THERMAL AND MOISTURE | JOINT SEALANTS | CAULKING | Sealants & caulking, oil base, 1/2 x 7/8 | LF | 4.73
079200102260 | THERMAL AND MOISTURE | JOINT SEALANTS | CAULKING | Sealants & caulking, oil base, 1/2 x 1 | LF | 4.89
079200102280 | THERMAL AND MOISTURE | JOINT SEALANTS | CAULKING | Sealants & caulking, oil base, 3/4 x 3/4 | LF | 5.11
079200102300 | THERMAL AND MOISTURE | JOINT SEALANTS | CAULKING | Sealants & caulking, oil base, 1 x 1 | LF | 5.73
079200102420 | THERMAL AND MOISTURE | JOINT SEALANTS | CAULKING | Sealants & caulking, polyurethane, 1/4 x 1/4 | LF | 2.29
079200102440 | THERMAL AND MOISTURE | JOINT SEALANTS | CAULKING | Sealants & caulking, polyurethane, 1/4 x 3/8 | LF | 2.55
079200102460 | THERMAL AND MOISTURE | JOINT SEALANTS | CAULKING | Sealants & caulking, polyurethane, 1/4 x 1/2 | LF | 2.76
079200102480 | THERMAL AND MOISTURE | JOINT SEALANTS | CAULKING | Sealants & caulking, polyurethane, 3/8 x 3/8 | LF | 2.95
079200102500 | THERMAL AND MOISTURE | JOINT SEALANTS | CAULKING | Sealants & caulking, polyurethane, 3/8 x 1/2 | LF | 3.26
079200102520 | THERMAL AND MOISTURE | JOINT SEALANTS | CAULKING | Sealants & caulking, polyurethane, 3/8 x 5/8 | LF | 3.61
079200102540 | THERMAL AND MOISTURE | JOINT SEALANTS | CAULKING | Sealants & caulking, polyurethane, 3/8 x 3/4 | LF | 3.99
079200102560 | THERMAL AND MOISTURE | JOINT SEALANTS | CAULKING | Sealants & caulking, polyurethane, 1/2 x 1/2 | LF | 4.27
079200102580 | THERMAL AND MOISTURE | JOINT SEALANTS | CAULKING | Sealants & caulking, polyurethane, 1/2 x 5/8 | LF | 4.78
079200102590 | THERMAL AND MOISTURE | JOINT SEALANTS | CAULKING | Sealants & caulking, polyurethane, 1/2 x 3/4 | LF | 5.49
079200102600 | THERMAL AND MOISTURE | JOINT SEALANTS | CAULKING | Sealants & caulking, polyurethane, 1/2 x 7/8 | LF | 5.98
079200102620 | THERMAL AND MOISTURE | JOINT SEALANTS | CAULKING | Sealants & caulking, polyurethane, 1/2 x 1 | LF | 6.79
079200102640 | THERMAL AND MOISTURE | JOINT SEALANTS | CAULKING | Sealants & caulking, polyurethane, 3/4 x 3/4 | LF | 6.71
079200102660 | THERMAL AND MOISTURE | JOINT SEALANTS | CAULKING | Sealants & caulking, polyurethane, 3/4 x 1 | LF | 7.03
079200104100 | THERMAL AND MOISTURE | JOINT SEALANTS | CAULKING | Sealants & caulking, backer rod, polyethylene, 1/4" | LF | 2.15
079200104120 | THERMAL AND MOISTURE | JOINT SEALANTS | CAULKING | Sealants & caulking, backer rod, polyethylene, 1/2" | LF | 2.31
079200104140 | THERMAL AND MOISTURE | JOINT SEALANTS | CAULKING | Sealants & caulking, backer rod, polyethylene, 3/4" | LF | 2.46
079200104160 | THERMAL AND MOISTURE | JOINT SEALANTS | CAULKING | Sealants & caulking, backer rod, polyethylene, 1" | LF | 2.7
079500101060 | THERMAL AND MOISTURE | EXPANSION CONTROL | EXPANSION JOINTS | Exp joint covers, floor assbly, w/1" space, alum | LF | 46.74
079500101080 | THERMAL AND MOISTURE | EXPANSION CONTROL | EXPANSION JOINTS | Exp joint covers, floor assbly, w/1" space, bronze | LF | 82.54
079500101100 | THERMAL AND MOISTURE | EXPANSION CONTROL | EXPANSION JOINTS | Exp joint covers, floor assbly, w/1" space, stnls stl | LF | 67.2
079500101210 | THERMAL AND MOISTURE | EXPANSION CONTROL | EXPANSION JOINTS | Exp joint covers, floor assbly, w/2" space, alum | LF | 49.26
079500101220 | THERMAL AND MOISTURE | EXPANSION CONTROL | EXPANSION JOINTS | Exp joint covers, floor assbly, w/2" space, bronze | LF | 76.69
079500101240 | THERMAL AND MOISTURE | EXPANSION CONTROL | EXPANSION JOINTS | Exp joint covers, floor assbly, w/2" space, stnls stl | LF | 69.12
079500101430 | THERMAL AND MOISTURE | EXPANSION CONTROL | EXPANSION JOINTS | Exp joint covers, ceil/wall assbly, w/1" sp, alum | LF | 34.92
079500101440 | THERMAL AND MOISTURE | EXPANSION CONTROL | EXPANSION JOINTS | Exp joint covers, ceil/wall assbly, w/1" sp, bronze | LF | 79.45
079500101450 | THERMAL AND MOISTURE | EXPANSION CONTROL | EXPANSION JOINTS | Exp joint covers, ceil/wall assbly, w/1" sp, stls stl | LF | 73.27
079500101520 | THERMAL AND MOISTURE | EXPANSION CONTROL | EXPANSION JOINTS | Exp joint covers, ceil/wall assbly, w/2" sp, alum | LF | 36.89
079500101540 | THERMAL AND MOISTURE | EXPANSION CONTROL | EXPANSION JOINTS | Exp joint covers, ceil/wall assbly, w/2" sp, bronze | LF | 84.59
079500101560 | THERMAL AND MOISTURE | EXPANSION CONTROL | EXPANSION JOINTS | Exp joint covers, ceil/wall assbly, w/2" sp, stls stl | LF | 76.33
079500101660 | THERMAL AND MOISTURE | EXPANSION CONTROL | EXPANSION JOINTS | Exp, ext roof/wall, alum, roof to roof, w/1" space | LF | 67.39
079500101680 | THERMAL AND MOISTURE | EXPANSION CONTROL | EXPANSION JOINTS | Exp, ext roof/wall, alum, roof to roof, w/2" space | LF | 71.78
079500101720 | THERMAL AND MOISTURE | EXPANSION CONTROL | EXPANSION JOINTS | Exp, ext roof/wall, alum, roof to wall, w/1" space | LF | 56.7
079500101740 | THERMAL AND MOISTURE | EXPANSION CONTROL | EXPANSION JOINTS | Exp, ext roof/wall, alum, roof to wall, w/2" space | LF | 64.55
079500101780 | THERMAL AND MOISTURE | EXPANSION CONTROL | EXPANSION JOINTS | Exp, ext roof/wall, alum, flat wall to wall, w/1" sp | LF | 34.01
079500101790 | THERMAL AND MOISTURE | EXPANSION CONTROL | EXPANSION JOINTS | Exp, ext roof/wall, alum, flat wall to wall, w/2" sp | LF | 35.86
079500101820 | THERMAL AND MOISTURE | EXPANSION CONTROL | EXPANSION JOINTS | Exp, ext roof/wall, alum, cnr to flat wall, w/1" sp | LF | 40.87
079500101840 | THERMAL AND MOISTURE | EXPANSION CONTROL | EXPANSION JOINTS | Exp, ext roof/wall, alum, cnr to flat wall, w/2" sp | LF | 41.28
081113101020 | DOORS AND WINDOWS | METAL DOORS & TRANSOMS | METAL DOORS | Door, metal, flush hollow, 20 ga, 1-3/8", 2-6 x 6-8 | EA | 656
081113101040 | DOORS AND WINDOWS | METAL DOORS & TRANSOMS | METAL DOORS | Door, metal, flush hollow, 20 ga, 1-3/8", 2-8 x 6-8 | EA | 694
081113101080 | DOORS AND WINDOWS | METAL DOORS & TRANSOMS | METAL DOORS | Door, metal, flush hollow, 20 ga, 1-3/8", 3-0 x 6-8 | EA | 733
081113101100 | DOORS AND WINDOWS | METAL DOORS & TRANSOMS | METAL DOORS | Door, metal, flush hollow, 20 ga, 1-3/4", 2-6 x 6-8 | EA | 669
081113101120 | DOORS AND WINDOWS | METAL DOORS & TRANSOMS | METAL DOORS | Door, metal, flush hollow, 20 ga, 1-3/4", 2-8 x 6-8 | EA | 803
081113101150 | DOORS AND WINDOWS | METAL DOORS & TRANSOMS | METAL DOORS | Door, metal, flush hollow, 20 ga, 1-3/4", 3-0 x 6-8 | EA | 749
081113101200 | DOORS AND WINDOWS | METAL DOORS & TRANSOMS | METAL DOORS | Door, metal, flush hollow, 20 ga, 1-3/4", 2-6 x 7-0 | EA | 728
081113101210 | DOORS AND WINDOWS | METAL DOORS & TRANSOMS | METAL DOORS | Door, metal, flush hollow, 20 ga, 1-3/4", 2-8 x 7-0 | EA | 749
081113101240 | DOORS AND WINDOWS | METAL DOORS & TRANSOMS | METAL DOORS | Door, metal, flush hollow, 20 ga, 1-3/4", 3-0 x 7-0 | EA | 789
081113102130 | DOORS AND WINDOWS | METAL DOORS & TRANSOMS | METAL DOORS | Door, metal, h-duty, hm, 20 ga, 1-3/4", 2-8 x 6-8 | EA | 728
081113102135 | DOORS AND WINDOWS | METAL DOORS & TRANSOMS | METAL DOORS | Door, metal, h-duty, hm, 20 ga, 1-3/4", 3-0 x 6-8 | EA | 773
081113102140 | DOORS AND WINDOWS | METAL DOORS & TRANSOMS | METAL DOORS | Door, metal, h-duty, hm, 20 ga, 1-3/4", 2-8 x 7-0 | EA | 815
081113102150 | DOORS AND WINDOWS | METAL DOORS & TRANSOMS | METAL DOORS | Door, metal, h-duty, hm, 20 ga, 1-3/4", 3-0 x 7-0 | EA | 792
081113102170 | DOORS AND WINDOWS | METAL DOORS & TRANSOMS | METAL DOORS | Door, metal, h-duty, hm, 20 ga, 1-3/4", 3-4 x 7-0 | EA | 815
081113102210 | DOORS AND WINDOWS | METAL DOORS & TRANSOMS | METAL DOORS | Door, metal, h-duty, hm, 18 ga, 1-3/4", 2-0 x 7-0 | EA | 764
081113102230 | DOORS AND WINDOWS | METAL DOORS & TRANSOMS | METAL DOORS | Door, metal, h-duty, hm, 18 ga, 1-3/4", 2-4 x 7-0 | EA | 764
081113102235 | DOORS AND WINDOWS | METAL DOORS & TRANSOMS | METAL DOORS | Door, metal, h-duty, hm, 18 ga, 1-3/4", 2-6 x 7-0 | EA | 764
081113102240 | DOORS AND WINDOWS | METAL DOORS & TRANSOMS | METAL DOORS | Door, metal, h-duty, hm, 18 ga, 1-3/4", 2-8 x 7-0 | EA | 831
081113102260 | DOORS AND WINDOWS | METAL DOORS & TRANSOMS | METAL DOORS | Door, metal, h-duty, hm, 18 ga, 1-3/4", 3-0 x 7-0 | EA | 775
081113102270 | DOORS AND WINDOWS | METAL DOORS & TRANSOMS | METAL DOORS | Door, metal, h-duty, hm, 18 ga, 1-3/4", 3-4 x 7-0 | EA | 931
081113102320 | DOORS AND WINDOWS | METAL DOORS & TRANSOMS | METAL DOORS | Door, metal, h-duty, hm, 18 ga, 2", unrated, 2-0 x 7-0 | EA | 842
081113102330 | DOORS AND WINDOWS | METAL DOORS & TRANSOMS | METAL DOORS | Door, metal, h-duty, hm, 18 ga, 2", unrated, 2-4 x 7-0 | EA | 842
081113102340 | DOORS AND WINDOWS | METAL DOORS & TRANSOMS | METAL DOORS | Door, metal, h-duty, hm, 18 ga, 2", unrated, 2-6 x 7-0 | EA | 842
081113102350 | DOORS AND WINDOWS | METAL DOORS & TRANSOMS | METAL DOORS | Door, metal, h-duty, hm, 18 ga, 2", unrated, 2-8 x 7-0 | EA | 917
081113102360 | DOORS AND WINDOWS | METAL DOORS & TRANSOMS | METAL DOORS | Door, metal, h-duty, hm, 18 ga, 2", unrated, 3-0 x 7-0 | EA | 940
081113102370 | DOORS AND WINDOWS | METAL DOORS & TRANSOMS | METAL DOORS | Door, metal, h-duty, hm, 18 ga, 2", unrated, 3-4 x 7-0 | EA | 964
081113102410 | DOORS AND WINDOWS | METAL DOORS & TRANSOMS | METAL DOORS | Galvanized metal door, 3-0 x 7-0 | EA | 979
081113102450 | DOORS AND WINDOWS | METAL DOORS & TRANSOMS | METAL DOORS | For lead lining in doors | EA | 1599
081113102460 | DOORS AND WINDOWS | METAL DOORS & TRANSOMS | METAL DOORS | For sound attenuation | EA | 145
081113104300 | DOORS AND WINDOWS | METAL DOORS & TRANSOMS | METAL DOORS | Door, metal, vision glass, 8"x 8" | EA | 247
081113104320 | DOORS AND WINDOWS | METAL DOORS & TRANSOMS | METAL DOORS | Door, metal, vision glass, 8"x 48" | EA | 315
081113104340 | DOORS AND WINDOWS | METAL DOORS & TRANSOMS | METAL DOORS | Door, metal, fixed metal louver | EA | 399
081113104370 | DOORS AND WINDOWS | METAL DOORS & TRANSOMS | METAL DOORS | For 3 hr door | EA | 691
081113104380 | DOORS AND WINDOWS | METAL DOORS & TRANSOMS | METAL DOORS | For 1-1/2 hr door | EA | 306
081113104400 | DOORS AND WINDOWS | METAL DOORS & TRANSOMS | METAL DOORS | For 3/4 hr door | EA | 153
081113401020 | DOORS AND WINDOWS | METAL DOORS & TRANSOMS | METAL DOOR FRAMES | Door frames, metal, stock, 18 ga, 5-3/4", 2-0 x 7-0 | EA | 265
081113401040 | DOORS AND WINDOWS | METAL DOORS & TRANSOMS | METAL DOOR FRAMES | Door frames, metal, stock, 18 ga, 5-3/4", 2-4 x 7-0 | EA | 282
081113401060 | DOORS AND WINDOWS | METAL DOORS & TRANSOMS | METAL DOOR FRAMES | Door frames, metal, stock, 18 ga, 5-3/4", 2-6 x 7-0 | EA | 282
081113401080 | DOORS AND WINDOWS | METAL DOORS & TRANSOMS | METAL DOOR FRAMES | Door frames, metal, stock, 18 ga, 5-3/4", 2-8 x 7-0 | EA | 286
081113401100 | DOORS AND WINDOWS | METAL DOORS & TRANSOMS | METAL DOOR FRAMES | Door frames, metal, stock, 18 ga, 5-3/4", 3-0 x 7-0 | EA | 287
081113401120 | DOORS AND WINDOWS | METAL DOORS & TRANSOMS | METAL DOOR FRAMES | Door frames, metal, stock, 18 ga, 5-3/4", 4-0 x 7-0 | EA | 338
081113401140 | DOORS AND WINDOWS | METAL DOORS & TRANSOMS | METAL DOOR FRAMES | Door frames, metal, stock, 18 ga, 5-3/4", 5-0 x 7-0 | EA | 351
081113401160 | DOORS AND WINDOWS | METAL DOORS & TRANSOMS | METAL DOOR FRAMES | Door frames, metal, stock, 18 ga, 5-3/4", 6-0 x 7-0 | EA | 388
081113401520 | DOORS AND WINDOWS | METAL DOORS & TRANSOMS | METAL DOOR FRAMES | Door frames, mtl, stk, 16 ga, 6-3/4"x 1-3/4", 2-0 x 7-0 | EA | 288
081113401530 | DOORS AND WINDOWS | METAL DOORS & TRANSOMS | METAL DOOR FRAMES | Door frames, mtl, stk, 16 ga, 6-3/4"x 1-3/4", 2-4 x 7-0 | EA | 274
081113401535 | DOORS AND WINDOWS | METAL DOORS & TRANSOMS | METAL DOOR FRAMES | Door frames, mtl, stk, 16 ga, 6-3/4"x 1-3/4", 2-6 x 7-0 | EA | 278
081113401540 | DOORS AND WINDOWS | METAL DOORS & TRANSOMS | METAL DOOR FRAMES | Door frames, mtl, stk, 16 ga, 6-3/4"x 1-3/4", 2-8 x 7-0 | EA | 282
081113401550 | DOORS AND WINDOWS | METAL DOORS & TRANSOMS | METAL DOOR FRAMES | Door frames, mtl, stk, 16 ga, 6-3/4"x 1-3/4", 3-0 x 7-0 | EA | 296
081113401560 | DOORS AND WINDOWS | METAL DOORS & TRANSOMS | METAL DOOR FRAMES | Door frames, mtl, stk, 16 ga, 6-3/4"x 1-3/4", 4-0 x 7-0 | EA | 361
081113401580 | DOORS AND WINDOWS | METAL DOORS & TRANSOMS | METAL DOOR FRAMES | Door frames, mtl, stk, 16 ga, 6-3/4"x 1-3/4", 6-0 x 7-0 | EA | 394
081113401620 | DOORS AND WINDOWS | METAL DOORS & TRANSOMS | METAL DOOR FRAMES | Door frames, metal, steel transom, 3-4 x 1-6 | EA | 234
081113401640 | DOORS AND WINDOWS | METAL DOORS & TRANSOMS | METAL DOOR FRAMES | Door frames, metal, steel transom, 3-8 x 1-6 | EA | 234
081113401660 | DOORS AND WINDOWS | METAL DOORS & TRANSOMS | METAL DOOR FRAMES | Door frames, metal, steel transom, 6-4 x 1-6 | EA | 284
081113401690 | DOORS AND WINDOWS | METAL DOORS & TRANSOMS | METAL DOOR FRAMES | Door frames, metal, steel transom sash, 3-0 x 1-4 | EA | 216
081113401700 | DOORS AND WINDOWS | METAL DOORS & TRANSOMS | METAL DOOR FRAMES | Door frames, metal, steel transom sash, 3-4 x 1-4 | EA | 225
081113401720 | DOORS AND WINDOWS | METAL DOORS & TRANSOMS | METAL DOOR FRAMES | Door frames, metal, steel transom sash, 6-0 x 1-4 | EA | 284
081113401760 | DOORS AND WINDOWS | METAL DOORS & TRANSOMS | METAL DOOR FRAMES | 1' extension of frame, add | EA | 23.85
081113401770 | DOORS AND WINDOWS | METAL DOORS & TRANSOMS | METAL DOOR FRAMES | 14 ga frame, add | EA | 23.85
081113401780 | DOORS AND WINDOWS | METAL DOORS & TRANSOMS | METAL DOOR FRAMES | Transom sash, Add for fire rating, 3 hour | EA | 59.14
081113401790 | DOORS AND WINDOWS | METAL DOORS & TRANSOMS | METAL DOOR FRAMES | Transom sash, Add for fire rating, 1-1/2 hour | EA | 47.3
081113401800 | DOORS AND WINDOWS | METAL DOORS & TRANSOMS | METAL DOOR FRAMES | Transom sash, Add for fire rating, 3/4 hour | EA | 41.39
081113401810 | DOORS AND WINDOWS | METAL DOORS & TRANSOMS | METAL DOOR FRAMES | Transom sash, Lead lining in frame, add | EA | 122
081113401920 | DOORS AND WINDOWS | METAL DOORS & TRANSOMS | METAL DOOR FRAMES | Door frames, metal, sidelights, 8-0 x 7-2 | EA | 512
081113401940 | DOORS AND WINDOWS | METAL DOORS & TRANSOMS | METAL DOOR FRAMES | Door frames, metal, sidelights, 1-4 x 7-2 | EA | 554
081113401960 | DOORS AND WINDOWS | METAL DOORS & TRANSOMS | METAL DOOR FRAMES | Door frames, metal, sidelights, 8-0 x 8-8 | EA | 576
081113401970 | DOORS AND WINDOWS | METAL DOORS & TRANSOMS | METAL DOOR FRAMES | Door frames, metal, sidelights, 1-6 x 8-8 | EA | 595
081113402020 | DOORS AND WINDOWS | METAL DOORS & TRANSOMS | METAL DOOR FRAMES | Door frames, metal, 16 ga, 4-3/4"x 1-3/4", 2-0 x 7-0 | EA | 249
081113402030 | DOORS AND WINDOWS | METAL DOORS & TRANSOMS | METAL DOOR FRAMES | Door frames, metal, 16 ga, 4-3/4"x 1-3/4", 2-4 x 7-0 | EA | 251
081113402035 | DOORS AND WINDOWS | METAL DOORS & TRANSOMS | METAL DOOR FRAMES | Door frames, metal, 16 ga, 4-3/4"x 1-3/4", 2-6 x 7-0 | EA | 253
081113402040 | DOORS AND WINDOWS | METAL DOORS & TRANSOMS | METAL DOOR FRAMES | Door frames, metal, 16 ga, 4-3/4"x 1-3/4", 2-8 x 7-0 | EA | 256
081113402050 | DOORS AND WINDOWS | METAL DOORS & TRANSOMS | METAL DOOR FRAMES | Door frames, metal, 16 ga, 4-3/4"x 1-3/4", 3-0 x 7-0 | EA | 258
081113402060 | DOORS AND WINDOWS | METAL DOORS & TRANSOMS | METAL DOOR FRAMES | Door frames, metal, 16 ga, 4-3/4"x 1-3/4", 4-0 x 7-0 | EA | 297
081113402070 | DOORS AND WINDOWS | METAL DOORS & TRANSOMS | METAL DOOR FRAMES | Door frames, metal, 16 ga, 4-3/4"x 1-3/4", 6-0 x 7-0 | EA | 308
081113402120 | DOORS AND WINDOWS | METAL DOORS & TRANSOMS | METAL DOOR FRAMES | Door frames, metal, 16 ga, transoms, 3-4 x 1-6 | EA | 206
081113402140 | DOORS AND WINDOWS | METAL DOORS & TRANSOMS | METAL DOOR FRAMES | Door frames, metal, 16 ga, transoms, 3-8 x 1-6 | EA | 206
081113402160 | DOORS AND WINDOWS | METAL DOORS & TRANSOMS | METAL DOOR FRAMES | Door frames, metal, 16 ga, transoms, 6-4 x 1-6 | EA | 245
081113402200 | DOORS AND WINDOWS | METAL DOORS & TRANSOMS | METAL DOOR FRAMES | Door frames, metal, 16 ga, transom sash, 3-0 x 1-4 | EA | 192
081113402220 | DOORS AND WINDOWS | METAL DOORS & TRANSOMS | METAL DOOR FRAMES | Door frames, metal, 16 ga, transom sash, 3-4 x 1-4 | EA | 199
081113402240 | DOORS AND WINDOWS | METAL DOORS & TRANSOMS | METAL DOOR FRAMES | Door frames, metal, 16 ga, transom sash, 6-0 x 1-4 | EA | 245
081113402320 | DOORS AND WINDOWS | METAL DOORS & TRANSOMS | METAL DOOR FRAMES | 1' extension of door frame, add | EA | 21.68
081113402330 | DOORS AND WINDOWS | METAL DOORS & TRANSOMS | METAL DOOR FRAMES | 14 ga metal frame, add | EA | 21.68
081113402340 | DOORS AND WINDOWS | METAL DOORS & TRANSOMS | METAL DOOR FRAMES | Door Frames, Add for fire rating, 3 hour | EA | 56.29
081113402360 | DOORS AND WINDOWS | METAL DOORS & TRANSOMS | METAL DOOR FRAMES | Door Frames, Add for fire rating, 1-1/2 hour | EA | 45.04
081113402380 | DOORS AND WINDOWS | METAL DOORS & TRANSOMS | METAL DOOR FRAMES | Door Frames, Add for fire rating, 3/4 hour | EA | 39.42
081113402390 | DOORS AND WINDOWS | METAL DOORS & TRANSOMS | METAL DOOR FRAMES | Door Frames, Lead lining in frame, add | EA | 122
081113402420 | DOORS AND WINDOWS | METAL DOORS & TRANSOMS | METAL DOOR FRAMES | Door frames, metal, 16 ga, sidelights, 8-0 x 7-2 | EA | 488
081113402440 | DOORS AND WINDOWS | METAL DOORS & TRANSOMS | METAL DOOR FRAMES | Door frames, metal, 16 ga, sidelights, 1-4 x 7-2 | EA | 509
081113402460 | DOORS AND WINDOWS | METAL DOORS & TRANSOMS | METAL DOOR FRAMES | Door frames, metal, 16 ga, sidelights, 8-0 x 8-8 | EA | 546
081113402480 | DOORS AND WINDOWS | METAL DOORS & TRANSOMS | METAL DOOR FRAMES | Door frames, metal, 16 ga, sidelights, 1-4 x 8-8 | EA | 556
081113402520 | DOORS AND WINDOWS | METAL DOORS & TRANSOMS | METAL DOOR FRAMES | Door frames, metal, 16 ga, 5-3/4"x 1-3/4", 2-0 x 7-0 | EA | 254
081113402530 | DOORS AND WINDOWS | METAL DOORS & TRANSOMS | METAL DOOR FRAMES | Door frames, metal, 16 ga, 5-3/4"x 1-3/4", 2-4 x 7-0 | EA | 257
081113402540 | DOORS AND WINDOWS | METAL DOORS & TRANSOMS | METAL DOOR FRAMES | Door frames, metal, 16 ga, 5-3/4"x 1-3/4", 2-6 x 7-0 | EA | 261
081113402550 | DOORS AND WINDOWS | METAL DOORS & TRANSOMS | METAL DOOR FRAMES | Door frames, metal, 16 ga, 5-3/4"x 1-3/4", 2-8 x 7-0 | EA | 262
081113402560 | DOORS AND WINDOWS | METAL DOORS & TRANSOMS | METAL DOOR FRAMES | Door frames, metal, 16 ga, 5-3/4"x 1-3/4", 3-0 x 7-0 | EA | 267
081113402580 | DOORS AND WINDOWS | METAL DOORS & TRANSOMS | METAL DOOR FRAMES | Door frames, metal, 16 ga, 5-3/4"x 1-3/4", 4-0 x 7-0 | EA | 312
081113402590 | DOORS AND WINDOWS | METAL DOORS & TRANSOMS | METAL DOOR FRAMES | Door frames, metal, 16 ga, 5-3/4"x 1-3/4", 5-0 x 7-0 | EA | 319
081113402600 | DOORS AND WINDOWS | METAL DOORS & TRANSOMS | METAL DOOR FRAMES | Door frames, metal, 16 ga, 5-3/4"x 1-3/4", 6-0 x 7-0 | EA | 326
081113402640 | DOORS AND WINDOWS | METAL DOORS & TRANSOMS | METAL DOOR FRAMES | Door frames, mtl, 16 ga, mullions, vert, 5-1/4"x 1-3/4" | LF | 26.89
081113402650 | DOORS AND WINDOWS | METAL DOORS & TRANSOMS | METAL DOOR FRAMES | Door frames, mtl, 16 ga, mullions, vert, 5-1/4"x 2" | LF | 30.93
081113402730 | DOORS AND WINDOWS | METAL DOORS & TRANSOMS | METAL DOOR FRAMES | Door frames, mtl, 16 ga, mullions, horz, 5-1/4"x 1-3/4" | LF | 26.89
081113402740 | DOORS AND WINDOWS | METAL DOORS & TRANSOMS | METAL DOOR FRAMES | Door frames, mtl, 16 ga, mullions, horiz, 5-1/4"x 2" | LF | 30.93
081116101520 | DOORS AND WINDOWS | METAL DOORS & TRANSOMS | ALUMINUM DOORS | Alum door, narrow stile, single, 2-6 x 7-0 | EA | 1339
081116101540 | DOORS AND WINDOWS | METAL DOORS & TRANSOMS | ALUMINUM DOORS | Alum door, narrow stile, single, 3-0 x 7-0 | EA | 1387
081116101560 | DOORS AND WINDOWS | METAL DOORS & TRANSOMS | ALUMINUM DOORS | Alum door, narrow stile, single, 3-6 x 7-0 | EA | 1411
081116101580 | DOORS AND WINDOWS | METAL DOORS & TRANSOMS | ALUMINUM DOORS | Alum door, narrow stile, double, 5-0 x 7-0 | EA | 2371
081116101600 | DOORS AND WINDOWS | METAL DOORS & TRANSOMS | ALUMINUM DOORS | Alum door, narrow stile, double, 6-0 x 7-0 | EA | 2395
081116101620 | DOORS AND WINDOWS | METAL DOORS & TRANSOMS | ALUMINUM DOORS | Alum door, narrow stile, double, 7-0 x 7-0 | EA | 2465
081116101720 | DOORS AND WINDOWS | METAL DOORS & TRANSOMS | ALUMINUM DOORS | Alum door, wide stile, single, 2-6 x 7-0 | EA | 1710
081116101740 | DOORS AND WINDOWS | METAL DOORS & TRANSOMS | ALUMINUM DOORS | Alum door, wide stile, single, 3-0 x 7-0 | EA | 1754
081116101760 | DOORS AND WINDOWS | METAL DOORS & TRANSOMS | ALUMINUM DOORS | Alum door, wide stile, single, 3-6 x 7-0 | EA | 1795
081116101780 | DOORS AND WINDOWS | METAL DOORS & TRANSOMS | ALUMINUM DOORS | Alum door, wide stile, double, 5-0 x 7-0 | EA | 3204
081116101800 | DOORS AND WINDOWS | METAL DOORS & TRANSOMS | ALUMINUM DOORS | Alum door, wide stile, double, 6-0 x 7-0 | EA | 3313
081116101820 | DOORS AND WINDOWS | METAL DOORS & TRANSOMS | ALUMINUM DOORS | Alum door, wide stile, double, 7-0 x 7-0 | EA | 3357
081400101020 | DOORS AND WINDOWS | WOOD AND PLASTIC | WOOD DOORS | Door, flush, solid core, 1-3/8", birch, 2-4 x 7-0 | EA | 295
081400101040 | DOORS AND WINDOWS | WOOD AND PLASTIC | WOOD DOORS | Door, flush, solid core, 1-3/8", birch, 2-8 x 7-0 | EA | 303
081400101060 | DOORS AND WINDOWS | WOOD AND PLASTIC | WOOD DOORS | Door, flush, solid core, 1-3/8", birch, 3-0 x 7-0 | EA | 303
081400101070 | DOORS AND WINDOWS | WOOD AND PLASTIC | WOOD DOORS | Door, flush, solid core, 1-3/8", birch, 3-4 x 7-0 | EA | 503
081400101080 | DOORS AND WINDOWS | WOOD AND PLASTIC | WOOD DOORS | Door, flush, solid core, 1-3/8", birch, 2-4 x 6-8 | EA | 295
081400101090 | DOORS AND WINDOWS | WOOD AND PLASTIC | WOOD DOORS | Door, flush, solid core, 1-3/8", birch, 2-6 x 6-8 | EA | 295
081400101095 | DOORS AND WINDOWS | WOOD AND PLASTIC | WOOD DOORS | Door, flush, solid core, 1-3/8", birch, 2-8 x 6-8 | EA | 303
081400101100 | DOORS AND WINDOWS | WOOD AND PLASTIC | WOOD DOORS | Door, flush, solid core, 1-3/8", birch, 3-0 x 6-8 | EA | 303
081400101140 | DOORS AND WINDOWS | WOOD AND PLASTIC | WOOD DOORS | Door, flush, solid core, 1-3/8", lauan, 2-4 x 6-8 | EA | 262
081400101160 | DOORS AND WINDOWS | WOOD AND PLASTIC | WOOD DOORS | Door, flush, solid core, 1-3/8", lauan, 2-8 x 6-8 | EA | 273
081400101180 | DOORS AND WINDOWS | WOOD AND PLASTIC | WOOD DOORS | Door, flush, solid core, 1-3/8", lauan, 3-0 x 6-8 | EA | 281
081400101200 | DOORS AND WINDOWS | WOOD AND PLASTIC | WOOD DOORS | Door, flush, solid core, 1-3/8", lauan, 3-4 x 6-8 | EA | 396
081400101320 | DOORS AND WINDOWS | WOOD AND PLASTIC | WOOD DOORS | Door, flush, solid core, 1-3/8", hardboard, 2-4 x 7-0 | EA | 302
081400101340 | DOORS AND WINDOWS | WOOD AND PLASTIC | WOOD DOORS | Door, flush, solid core, 1-3/8", hardboard, 2-8 x 7-0 | EA | 314
081400101360 | DOORS AND WINDOWS | WOOD AND PLASTIC | WOOD DOORS | Door, flush, solid core, 1-3/8", hardboard, 3-0 x 7-0 | EA | 343
081400101380 | DOORS AND WINDOWS | WOOD AND PLASTIC | WOOD DOORS | Door, flush, solid core, 1-3/8", hardboard, 3-4 x 7-0 | EA | 351
081400101460 | DOORS AND WINDOWS | WOOD AND PLASTIC | WOOD DOORS | Door, flush, hollow core, 1-3/8", birch, 2-4 x 7-0 | EA | 262
081400101480 | DOORS AND WINDOWS | WOOD AND PLASTIC | WOOD DOORS | Door, flush, hollow core, 1-3/8", birch, 2-8 x 7-0 | EA | 262
081400101500 | DOORS AND WINDOWS | WOOD AND PLASTIC | WOOD DOORS | Door, flush, hollow core, 1-3/8", birch, 3-0 x 7-0 | EA | 271
081400101520 | DOORS AND WINDOWS | WOOD AND PLASTIC | WOOD DOORS | Door, flush, hollow core, 1-3/8", birch, 3-4 x 7-0 | EA | 284
081400101620 | DOORS AND WINDOWS | WOOD AND PLASTIC | WOOD DOORS | Door, flush, hollow core, 1-3/8", lauan, 2-4 x 6-8 | EA | 183
081400101630 | DOORS AND WINDOWS | WOOD AND PLASTIC | WOOD DOORS | Door, flush, hollow core, 1-3/8", lauan, 2-6 x 6-8 | EA | 190
081400101640 | DOORS AND WINDOWS | WOOD AND PLASTIC | WOOD DOORS | Door, flush, hollow core, 1-3/8", lauan, 2-8 x 6-8 | EA | 212
081400101660 | DOORS AND WINDOWS | WOOD AND PLASTIC | WOOD DOORS | Door, flush, hollow core, 1-3/8", lauan, 3-0 x 6-8 | EA | 217
081400101680 | DOORS AND WINDOWS | WOOD AND PLASTIC | WOOD DOORS | Door, flush, hollow core, 1-3/8", lauan, 3-4 x 6-8 | EA | 229
081400101760 | DOORS AND WINDOWS | WOOD AND PLASTIC | WOOD DOORS | Door, flush, hollow core, 1-3/8", hardboard, 2-4 x 7-0 | EA | 185
081400101770 | DOORS AND WINDOWS | WOOD AND PLASTIC | WOOD DOORS | Door, flush, hollow core, 1-3/8", hardboard, 2-6 x 7 | EA | 191
081400101780 | DOORS AND WINDOWS | WOOD AND PLASTIC | WOOD DOORS | Door, flush, hollow core, 1-3/8", hardboard, 2-8 x 7-0 | EA | 200
081400101800 | DOORS AND WINDOWS | WOOD AND PLASTIC | WOOD DOORS | Door, flush, hollow core, 1-3/8", hardboard, 3-0 x 7-0 | EA | 207
081400101820 | DOORS AND WINDOWS | WOOD AND PLASTIC | WOOD DOORS | Door, flush, hollow core, 1-3/8", hardboard, 3-4 x 7-0 | EA | 216
081400101940 | DOORS AND WINDOWS | WOOD AND PLASTIC | WOOD DOORS | Door, flush, solid core, 1-3/4", birch, 2-4 x 7-0 | EA | 374
081400101950 | DOORS AND WINDOWS | WOOD AND PLASTIC | WOOD DOORS | Door, flush, solid core, 1-3/4", birch, 2-6 x 7-0 | EA | 377
081400101960 | DOORS AND WINDOWS | WOOD AND PLASTIC | WOOD DOORS | Door, flush, solid core, 1-3/4", birch, 2-8 x 7-0 | EA | 390
081400101970 | DOORS AND WINDOWS | WOOD AND PLASTIC | WOOD DOORS | Door, flush, solid core, 1-3/4", birch, 3-0 x 7-0 | EA | 368
081400101980 | DOORS AND WINDOWS | WOOD AND PLASTIC | WOOD DOORS | Door, flush, solid core, 1-3/4", birch, 3-4 x 7-0 | EA | 376
081400102020 | DOORS AND WINDOWS | WOOD AND PLASTIC | WOOD DOORS | Door, flush, solid core, 1-3/4", lauan, 2-4 x 7-0 | EA | 293
081400102030 | DOORS AND WINDOWS | WOOD AND PLASTIC | WOOD DOORS | Door, flush, solid core, 1-3/4", lauan, 2-6 x 7-0 | EA | 314
081400102040 | DOORS AND WINDOWS | WOOD AND PLASTIC | WOOD DOORS | Door, flush, solid core, 1-3/4", lauan, 2-8 x 7-0 | EA | 330
081400102060 | DOORS AND WINDOWS | WOOD AND PLASTIC | WOOD DOORS | Door, flush, solid core, 1-3/4", lauan, 3-0 x 7-0 | EA | 337
081400102080 | DOORS AND WINDOWS | WOOD AND PLASTIC | WOOD DOORS | Door, flush, solid core, 1-3/4", lauan, 3-4 x 7-0 | EA | 355
081400102160 | DOORS AND WINDOWS | WOOD AND PLASTIC | WOOD DOORS | Door, flush, solid core, 1-3/4", hardboard, 2-4 x 7-0 | EA | 300
081400102170 | DOORS AND WINDOWS | WOOD AND PLASTIC | WOOD DOORS | Door, flush, solid core, 1-3/4", hardboard, 2-6 x 7-0 | EA | 320
081400102180 | DOORS AND WINDOWS | WOOD AND PLASTIC | WOOD DOORS | Door, flush, solid core, 1-3/4", hardboard, 2-8 x 7-0 | EA | 341
081400102190 | DOORS AND WINDOWS | WOOD AND PLASTIC | WOOD DOORS | Door, flush, solid core, 1-3/4", hardboard, 3-0 x 7-0 | EA | 355
081400102200 | DOORS AND WINDOWS | WOOD AND PLASTIC | WOOD DOORS | Door, flush, solid core, 1-3/4", hardboard, 3-4 x 7-0 | EA | 368
081400102290 | DOORS AND WINDOWS | WOOD AND PLASTIC | WOOD DOORS | Door, flush, hollow core, 1-3/4", birch, 2-4 x 7-0 | EA | 292
081400102295 | DOORS AND WINDOWS | WOOD AND PLASTIC | WOOD DOORS | Door, flush, hollow core, 1-3/4", birch, 2-6 x 7-0 | EA | 292
081400102300 | DOORS AND WINDOWS | WOOD AND PLASTIC | WOOD DOORS | Door, flush, hollow core, 1-3/4", birch, 2-8 x 7-0 | EA | 302
081400102320 | DOORS AND WINDOWS | WOOD AND PLASTIC | WOOD DOORS | Door, flush, hollow core, 1-3/4", birch, 3-0 x 7-0 | EA | 302
081400102340 | DOORS AND WINDOWS | WOOD AND PLASTIC | WOOD DOORS | Door, flush, hollow core, 1-3/4", birch, 3-4 x 7-0 | EA | 317
081400102420 | DOORS AND WINDOWS | WOOD AND PLASTIC | WOOD DOORS | Door, flush, hollow core, 1-3/4", lauan, 2-4 x 6-8 | EA | 215
081400102430 | DOORS AND WINDOWS | WOOD AND PLASTIC | WOOD DOORS | Door, flush, hollow core, 1-3/4", lauan, 2-6 x 6-8 | EA | 227
081400102440 | DOORS AND WINDOWS | WOOD AND PLASTIC | WOOD DOORS | Door, flush, hollow core, 1-3/4", lauan, 2-8 x 6-8 | EA | 215
081400102460 | DOORS AND WINDOWS | WOOD AND PLASTIC | WOOD DOORS | Door, flush, hollow core, 1-3/4", lauan, 3-0 x 7-8 | EA | 222
081400102480 | DOORS AND WINDOWS | WOOD AND PLASTIC | WOOD DOORS | Door, flush, hollow core, 1-3/4", lauan, 3-4 x 6-8 | EA | 225
081400102540 | DOORS AND WINDOWS | WOOD AND PLASTIC | WOOD DOORS | Door, flush, hollow core, 1-3/4", hardboard, 2-4 x 7-0 | EA | 205
081400102550 | DOORS AND WINDOWS | WOOD AND PLASTIC | WOOD DOORS | Door, flush, hollow core, 1-3/4", hardboard, 2-6 x 7-0 | EA | 211
081400102560 | DOORS AND WINDOWS | WOOD AND PLASTIC | WOOD DOORS | Door, flush, hollow core, 1-3/4", hardboard, 2-8 x 7-0 | EA | 215
081400102580 | DOORS AND WINDOWS | WOOD AND PLASTIC | WOOD DOORS | Door, flush, hollow core, 1-3/4", hardboard, 3-0 x 7-0 | EA | 221
081400102600 | DOORS AND WINDOWS | WOOD AND PLASTIC | WOOD DOORS | Door, flush, hollow core, 1-3/4", hardboard, 3-4 x 7-0 | EA | 226
081400102620 | DOORS AND WINDOWS | WOOD AND PLASTIC | WOOD DOORS | Door, add-on, louver | EA | 116
081400102640 | DOORS AND WINDOWS | WOOD AND PLASTIC | WOOD DOORS | Door, add-on, glass | EA | 187
081400102720 | DOORS AND WINDOWS | WOOD AND PLASTIC | WOOD DOORS | Ext doors, 3-0 x 7-0 x 2-1/2", solid core, 1 face | EA | 1355
081400102740 | DOORS AND WINDOWS | WOOD AND PLASTIC | WOOD DOORS | Ext doors, 3-0 x 7-0 x 2-1/2", solid core, 2 faces | EA | 1793
081400103040 | DOORS AND WINDOWS | WOOD AND PLASTIC | WOOD DOORS | Closet door, bi-passing, paneled, 1-3/8", 4-0 x 6-8 | EA | 595
081400103060 | DOORS AND WINDOWS | WOOD AND PLASTIC | WOOD DOORS | Closet door, bi-passing, paneled, 1-3/8", 6-0 x 6-8 | EA | 659
081400103080 | DOORS AND WINDOWS | WOOD AND PLASTIC | WOOD DOORS | Closet door, bi-passing, louver, 1-3/8", 4-0 x 6-8 | EA | 414
081400103100 | DOORS AND WINDOWS | WOOD AND PLASTIC | WOOD DOORS | Closet door, bi-passing, louver, 1-3/8", 6-0 x 6-8 | EA | 466
081400103140 | DOORS AND WINDOWS | WOOD AND PLASTIC | WOOD DOORS | Closet door, bi-passing, flush, 1-3/8", 4-0 x 6-8 | EA | 338
081400103160 | DOORS AND WINDOWS | WOOD AND PLASTIC | WOOD DOORS | Closet door, bi-passing, flush, 1-3/8", 6-0 x 6-8 | EA | 395
081400103180 | DOORS AND WINDOWS | WOOD AND PLASTIC | WOOD DOORS | Closet door, bi-passing, primed, 1-3/8", 4-0 x 6-8 | EA | 358
081400103200 | DOORS AND WINDOWS | WOOD AND PLASTIC | WOOD DOORS | Closet door, bi-passing, primed, 1-3/8", 6-0 x 6-8 | EA | 384
081400900100 | DOORS AND WINDOWS | WOOD AND PLASTIC | WOOD FRAMES | Door frame, pine, interior, 2-6 x 6-8 | EA | 199
081400900140 | DOORS AND WINDOWS | WOOD AND PLASTIC | WOOD FRAMES | Door frame, pine, interior, 2-8 x 6-8 | EA | 206
081400900160 | DOORS AND WINDOWS | WOOD AND PLASTIC | WOOD FRAMES | Door frame, pine, interior, 3-0 x 6-8 | EA | 209
081400900180 | DOORS AND WINDOWS | WOOD AND PLASTIC | WOOD FRAMES | Door frame, pine, interior, 5-0 x 6-8 | EA | 213
081400900200 | DOORS AND WINDOWS | WOOD AND PLASTIC | WOOD FRAMES | Door frame, pine, interior, 6-0 x 6-8 | EA | 218
081400900220 | DOORS AND WINDOWS | WOOD AND PLASTIC | WOOD FRAMES | Door frame, pine, interior, 2-6 x 7-0 | EA | 211
081400900240 | DOORS AND WINDOWS | WOOD AND PLASTIC | WOOD FRAMES | Door frame, pine, interior, 2-8 x 7-0 | EA | 224
081400900260 | DOORS AND WINDOWS | WOOD AND PLASTIC | WOOD FRAMES | Door frame, pine, interior, 3-0 x 7-0 | EA | 228
081400900280 | DOORS AND WINDOWS | WOOD AND PLASTIC | WOOD FRAMES | Door frame, pine, interior, 5-0 x 7-0 | EA | 286
081400900300 | DOORS AND WINDOWS | WOOD AND PLASTIC | WOOD FRAMES | Door frame, pine, interior, 6-0 x 7-0 | EA | 289
081400901060 | DOORS AND WINDOWS | WOOD AND PLASTIC | WOOD FRAMES | Door frame, walnut, exterior, 3-0 x 7-0 | EA | 532
081400901080 | DOORS AND WINDOWS | WOOD AND PLASTIC | WOOD FRAMES | Door frame, walnut, exterior, 6-0 x 7-0 | EA | 581
081400901100 | DOORS AND WINDOWS | WOOD AND PLASTIC | WOOD FRAMES | Door frame, oak, exterior, 3-0 x 7-0 | EA | 504
081400901120 | DOORS AND WINDOWS | WOOD AND PLASTIC | WOOD FRAMES | Door frame, oak, exterior, 6-0 x 7-0 | EA | 545
081400901220 | DOORS AND WINDOWS | WOOD AND PLASTIC | WOOD FRAMES | Door frame, pine, exterior, 2-4 x 7-0 | EA | 286
081400901240 | DOORS AND WINDOWS | WOOD AND PLASTIC | WOOD FRAMES | Door frame, pine, exterior, 2-6 x 7-0 | EA | 290
081400901280 | DOORS AND WINDOWS | WOOD AND PLASTIC | WOOD FRAMES | Door frame, pine, exterior, 2-8 x 7-0 | EA | 320
081400901300 | DOORS AND WINDOWS | WOOD AND PLASTIC | WOOD FRAMES | Door frame, pine, exterior, 3-0 x 7-0 | EA | 329
081400901320 | DOORS AND WINDOWS | WOOD AND PLASTIC | WOOD FRAMES | Door frame, pine, exterior, 3-4 x 7-0 | EA | 348
081400901340 | DOORS AND WINDOWS | WOOD AND PLASTIC | WOOD FRAMES | Door frame, pine, exterior, 6-0 x 7-0 | EA | 467
083113101040 | DOORS AND WINDOWS | SPECIALTY DOORS AND FRAMES | CONTROL | Access control, 7'hi, impenetr, remote/card, type B | EA | 3079
083113101060 | DOORS AND WINDOWS | SPECIALTY DOORS AND FRAMES | CONTROL | Access control, 7'hi, impenetr, free passage, type B | EA | 2708
083113101080 | DOORS AND WINDOWS | SPECIALTY DOORS AND FRAMES | CONTROL | Access control, 7'hi, impenetr, remote/card, type AA | EA | 4250
083113101100 | DOORS AND WINDOWS | SPECIALTY DOORS AND FRAMES | CONTROL | Access control, 7'hi, impenetr, free passage, type AA | EA | 3952
083400101000 | DOORS AND WINDOWS | SPECIAL FUNCTION DOORS | SPECIAL DOORS | Vault door and frame, class 5, steel | EA | 8756
083400101500 | DOORS AND WINDOWS | SPECIAL FUNCTION DOORS | SPECIAL DOORS | Overhead door, chain gear, no frame, 12'X 12' | EA | 4433
083400102000 | DOORS AND WINDOWS | SPECIAL FUNCTION DOORS | SPECIAL DOORS | Overhead door, alum, bronze glass panels, 12-9X13-0 | EA | 4668
083400102200 | DOORS AND WINDOWS | SPECIAL FUNCTION DOORS | SPECIAL DOORS | Garage door, flush metal, primed, 9-0 x 7-0 | EA | 1370
083400103040 | DOORS AND WINDOWS | SPECIAL FUNCTION DOORS | SPECIAL DOORS | Slid metal fire doors, motor, fus link, 3 hr, 3-0x6-8 | EA | 7257
083400103060 | DOORS AND WINDOWS | SPECIAL FUNCTION DOORS | SPECIAL DOORS | Slid metal fire doors, motor, fus link, 3 hr, 3-8x6-8 | EA | 7322
083400103080 | DOORS AND WINDOWS | SPECIAL FUNCTION DOORS | SPECIAL DOORS | Slid metal fire doors, motor, fus link, 3 hr, 4-0x8-0 | EA | 7430
083400103100 | DOORS AND WINDOWS | SPECIAL FUNCTION DOORS | SPECIAL DOORS | Slid metal fire doors, motor, fus link, 3 hr, 5-0x8-0 | EA | 7534
083400103220 | DOORS AND WINDOWS | SPECIAL FUNCTION DOORS | SPECIAL DOORS | Metal clad doors, incl elec motor, light duty, min | SF | 58.67
083400103240 | DOORS AND WINDOWS | SPECIAL FUNCTION DOORS | SPECIAL DOORS | Metal clad doors, incl elec motor, light duty, max | SF | 105
083400103260 | DOORS AND WINDOWS | SPECIAL FUNCTION DOORS | SPECIAL DOORS | Metal clad doors, incl elec motor, heavy duty, min | SF | 111
083400103280 | DOORS AND WINDOWS | SPECIAL FUNCTION DOORS | SPECIAL DOORS | Metal clad doors, incl elec motor, heavy duty, max | SF | 164
083400103320 | DOORS AND WINDOWS | SPECIAL FUNCTION DOORS | SPECIAL DOORS | Hanger doors, based on 150' openings, To 20' high | SF | 73.39
083400103340 | DOORS AND WINDOWS | SPECIAL FUNCTION DOORS | SPECIAL DOORS | Hanger doors, based on 150' openings, 20' to 40' hi | SF | 74.61
083400103360 | DOORS AND WINDOWS | SPECIAL FUNCTION DOORS | SPECIAL DOORS | Hanger doors, based on 150' openings, 40' to 60' hi | SF | 75.55
083400103380 | DOORS AND WINDOWS | SPECIAL FUNCTION DOORS | SPECIAL DOORS | Hanger doors, based on 150' openings, 60' to 80' hi | SF | 75.82
083400103400 | DOORS AND WINDOWS | SPECIAL FUNCTION DOORS | SPECIAL DOORS | Hanger doors, based on 150' openings, Over 80' high | SF | 105
083400103520 | DOORS AND WINDOWS | SPECIAL FUNCTION DOORS | SPECIAL DOORS | Counter doors, sandard, manual, 4'high, 4' wide | EA | 1331
083400103540 | DOORS AND WINDOWS | SPECIAL FUNCTION DOORS | SPECIAL DOORS | Counter doors, sandard, manual, 4'high, 6' wide | EA | 1562
083400103560 | DOORS AND WINDOWS | SPECIAL FUNCTION DOORS | SPECIAL DOORS | Counter doors, sandard, manual, 4'high, 8' wide | EA | 1734
083400103580 | DOORS AND WINDOWS | SPECIAL FUNCTION DOORS | SPECIAL DOORS | Counter doors, sandard, manual, 4'high, 10' wide | EA | 2123
083400103590 | DOORS AND WINDOWS | SPECIAL FUNCTION DOORS | SPECIAL DOORS | Counter doors, sandard, manual, 4'high, 14' wide | EA | 2398
083400103610 | DOORS AND WINDOWS | SPECIAL FUNCTION DOORS | SPECIAL DOORS | Counter doors, sandard, manual, 6' high, 4' wide | EA | 1452
083400103620 | DOORS AND WINDOWS | SPECIAL FUNCTION DOORS | SPECIAL DOORS | Counter doors, sandard, manual, 6' high, 6' wide | EA | 1747
083400103630 | DOORS AND WINDOWS | SPECIAL FUNCTION DOORS | SPECIAL DOORS | Counter doors, sandard, manual, 6' high, 8' wide | EA | 1918
083400103640 | DOORS AND WINDOWS | SPECIAL FUNCTION DOORS | SPECIAL DOORS | Counter doors, sandard, manual, 6' high, 10' wide | EA | 2260
083400103650 | DOORS AND WINDOWS | SPECIAL FUNCTION DOORS | SPECIAL DOORS | Counter doors, sandard, manual, 6' high, 14' wide | EA | 2571
083400103670 | DOORS AND WINDOWS | SPECIAL FUNCTION DOORS | SPECIAL DOORS | For motor operator, add | EA | 1518
083400103820 | DOORS AND WINDOWS | SPECIAL FUNCTION DOORS | SPECIAL DOORS | Service doors, std, manual, opening, 8' hi x 8' wide | EA | 1774
083400103830 | DOORS AND WINDOWS | SPECIAL FUNCTION DOORS | SPECIAL DOORS | Service doors, std, manual, opening, 10' hi x 12' wide | EA | 2332
083400103840 | DOORS AND WINDOWS | SPECIAL FUNCTION DOORS | SPECIAL DOORS | Service doors, std, manual, opening, 12' hi x 12' wide | EA | 2871
083400103850 | DOORS AND WINDOWS | SPECIAL FUNCTION DOORS | SPECIAL DOORS | Service doors, std, manual, opening, 14' hi x 14' wide | EA | 3783
083400103860 | DOORS AND WINDOWS | SPECIAL FUNCTION DOORS | SPECIAL DOORS | Service doors, std, manual, opening, 16' hi x 14' wide | EA | 4751
083400103870 | DOORS AND WINDOWS | SPECIAL FUNCTION DOORS | SPECIAL DOORS | Service doors, std, manual, opening, 20' hi x 14' wide | EA | 5873
083400103880 | DOORS AND WINDOWS | SPECIAL FUNCTION DOORS | SPECIAL DOORS | Service doors, std, manual, opening, 24' hi x 16' wide | EA | 8066
083400103900 | DOORS AND WINDOWS | SPECIAL FUNCTION DOORS | SPECIAL DOORS | For motor operator, Up to 12-0 x 12-0, add | EA | 1546
083400103920 | DOORS AND WINDOWS | SPECIAL FUNCTION DOORS | SPECIAL DOORS | For motor operator, Over 12-0 x 12-0, add | EA | 1980
083400104050 | DOORS AND WINDOWS | SPECIAL FUNCTION DOORS | SPECIAL DOORS | Roll-up doors, 13-0 high x 14-0 wide | EA | 3192
083400104060 | DOORS AND WINDOWS | SPECIAL FUNCTION DOORS | SPECIAL DOORS | Roll-up doors, 12-0 high x 14-0 wide | EA | 3748
083400104140 | DOORS AND WINDOWS | SPECIAL FUNCTION DOORS | SPECIAL DOORS | Top coiling grilles, man op, steel or alum, 4'hx4'w | EA | 2159
083400104160 | DOORS AND WINDOWS | SPECIAL FUNCTION DOORS | SPECIAL DOORS | Top coiling grilles, man op, steel or alum, 4'hx6'w | EA | 2220
083400104180 | DOORS AND WINDOWS | SPECIAL FUNCTION DOORS | SPECIAL DOORS | Top coiling grilles, man op, steel or alum, 4'hx8'w | EA | 2646
083400104200 | DOORS AND WINDOWS | SPECIAL FUNCTION DOORS | SPECIAL DOORS | Top coiling grilles, man op, steel or alum, 4'hx12'w | EA | 2988
083400104220 | DOORS AND WINDOWS | SPECIAL FUNCTION DOORS | SPECIAL DOORS | Top coiling grilles, man op, steel or alum, 4'hx16'w | EA | 3582
083400104240 | DOORS AND WINDOWS | SPECIAL FUNCTION DOORS | SPECIAL DOORS | Top coiling grilles, man op, steel or alum, 6'hx4'w | EA | 2605
083400104260 | DOORS AND WINDOWS | SPECIAL FUNCTION DOORS | SPECIAL DOORS | Top coiling grilles, man op, steel or alum, 6'hx6'w | EA | 2880
083400104280 | DOORS AND WINDOWS | SPECIAL FUNCTION DOORS | SPECIAL DOORS | Top coiling grilles, man op, steel or alum, 6'hx8'w | EA | 3040
083400104300 | DOORS AND WINDOWS | SPECIAL FUNCTION DOORS | SPECIAL DOORS | Top coiling grilles, man op, steel or alum, 6'hx12'w | EA | 3595
083400104320 | DOORS AND WINDOWS | SPECIAL FUNCTION DOORS | SPECIAL DOORS | Top coiling grilles, man op, steel or alum, 6'hx16'w | EA | 4587
083400104440 | DOORS AND WINDOWS | SPECIAL FUNCTION DOORS | SPECIAL DOORS | Side coiling grills, man op, alum, 8' h x 18' w | EA | 12420
083400104460 | DOORS AND WINDOWS | SPECIAL FUNCTION DOORS | SPECIAL DOORS | Side coiling grills, man op, alum, 8' h x 24' w | EA | 14847
083400104480 | DOORS AND WINDOWS | SPECIAL FUNCTION DOORS | SPECIAL DOORS | Side coiling grills, man op, alum, 12' h x 12' w | EA | 12488
083400104490 | DOORS AND WINDOWS | SPECIAL FUNCTION DOORS | SPECIAL DOORS | Side coiling grills, man op, alum, 12' h x 18' w | EA | 14847
083400104500 | DOORS AND WINDOWS | SPECIAL FUNCTION DOORS | SPECIAL DOORS | Side coiling grills, man op, alum, 12' h x 24' w | EA | 18799
083400105020 | DOORS AND WINDOWS | SPECIAL FUNCTION DOORS | SPECIAL DOORS | Accordion doors, complete, vinyl | SF | 47.16
083400105040 | DOORS AND WINDOWS | SPECIAL FUNCTION DOORS | SPECIAL DOORS | Accordion doors, complete, wood & vinyl | SF | 50.91
083400105060 | DOORS AND WINDOWS | SPECIAL FUNCTION DOORS | SPECIAL DOORS | Accordion doors, complete, economy | SF | 44.85
083400105080 | DOORS AND WINDOWS | SPECIAL FUNCTION DOORS | SPECIAL DOORS | Accordion doors, complete, rigid PVC | SF | 52.71
083400105240 | DOORS AND WINDOWS | SPECIAL FUNCTION DOORS | SPECIAL DOORS | Sect wood oh doors, comm, man, hd, 1-3/4" thk, 8'x8' | EA | 2141
083400105260 | DOORS AND WINDOWS | SPECIAL FUNCTION DOORS | SPECIAL DOORS | Sect wood oh doors, comm, man, hd, 1-3/4" thk, 10'x10' | EA | 2850
083400105280 | DOORS AND WINDOWS | SPECIAL FUNCTION DOORS | SPECIAL DOORS | Sect wood oh doors, comm, man, hd, 1-3/4" thk, 12'x12' | EA | 3563
083400105300 | DOORS AND WINDOWS | SPECIAL FUNCTION DOORS | SPECIAL DOORS | Sect wood oh doors, comm, chain, hd, 1-3/4" thk, 14'x14 | EA | 5131
083400105320 | DOORS AND WINDOWS | SPECIAL FUNCTION DOORS | SPECIAL DOORS | Sect wood oh doors, comm, chain, hd, 1-3/4" thk, 12'x16 | EA | 5152
083400105340 | DOORS AND WINDOWS | SPECIAL FUNCTION DOORS | SPECIAL DOORS | Sect wood oh doors, comm, chain, hd, 1-3/4" thk, 20'x8' | EA | 5186
083400105360 | DOORS AND WINDOWS | SPECIAL FUNCTION DOORS | SPECIAL DOORS | Sect wood oh doors, comm, chain, hd, 1-3/4" thk, 20'x16 | EA | 10014
083400106020 | DOORS AND WINDOWS | SPECIAL FUNCTION DOORS | SPECIAL DOORS | Sect met oh doors, residential grade, manual, 9'x7' | EA | 1046
083400106040 | DOORS AND WINDOWS | SPECIAL FUNCTION DOORS | SPECIAL DOORS | Sect met oh doors, residential grade, manual, 16'x7' | EA | 1691
083400106120 | DOORS AND WINDOWS | SPECIAL FUNCTION DOORS | SPECIAL DOORS | Sect met oh doors, comm grade, manual, 8' x 8' | EA | 1761
083400106140 | DOORS AND WINDOWS | SPECIAL FUNCTION DOORS | SPECIAL DOORS | Sect met oh doors, comm grade, manual, 10' x 10' | EA | 2185
083400106160 | DOORS AND WINDOWS | SPECIAL FUNCTION DOORS | SPECIAL DOORS | Sect met oh doors, comm grade, manual, 12' x 12' | EA | 3209
083400106180 | DOORS AND WINDOWS | SPECIAL FUNCTION DOORS | SPECIAL DOORS | Sect met oh doors, comm grade, chain, 20' x 14' | EA | 7360
083400106440 | DOORS AND WINDOWS | SPECIAL FUNCTION DOORS | SPECIAL DOORS | Sliding doors, tempered glass, 1/4" thk, 6'w, economy | EA | 1407
083400106450 | DOORS AND WINDOWS | SPECIAL FUNCTION DOORS | SPECIAL DOORS | Sliding doors, tempered glass, 1/4" thk, 6'w, premium | EA | 2092
083400106460 | DOORS AND WINDOWS | SPECIAL FUNCTION DOORS | SPECIAL DOORS | Sliding doors, tempered glass, 1/4" thk, 12'w, economy | EA | 2003
083400106465 | DOORS AND WINDOWS | SPECIAL FUNCTION DOORS | SPECIAL DOORS | Sliding doors, tempered glass, 1/4" thk, 12'w, premium | EA | 2800
083400106480 | DOORS AND WINDOWS | SPECIAL FUNCTION DOORS | SPECIAL DOORS | Sliding doors, insul glass, 5/8" thk, 6'w, economy | EA | 1670
083400106490 | DOORS AND WINDOWS | SPECIAL FUNCTION DOORS | SPECIAL DOORS | Sliding doors, insul glass, 5/8" thk, 6'w, premium | EA | 2069
083400106510 | DOORS AND WINDOWS | SPECIAL FUNCTION DOORS | SPECIAL DOORS | Sliding doors, insul glass, 5/8" thk, 12'w, economy | EA | 2150
083400106515 | DOORS AND WINDOWS | SPECIAL FUNCTION DOORS | SPECIAL DOORS | Sliding doors, insul glass, 5/8" thk, 12'w, premium | EA | 3198
083400106530 | DOORS AND WINDOWS | SPECIAL FUNCTION DOORS | SPECIAL DOORS | Sliding doors, insul glass, 1" thk, 6'w, economy | EA | 2032
083400106535 | DOORS AND WINDOWS | SPECIAL FUNCTION DOORS | SPECIAL DOORS | Sliding doors, insul glass, 1" thk, 6'w, premium | EA | 2302
083400106550 | DOORS AND WINDOWS | SPECIAL FUNCTION DOORS | SPECIAL DOORS | Sliding doors, insul glass, 1" thk, 12'w, economy | EA | 3137
083400106560 | DOORS AND WINDOWS | SPECIAL FUNCTION DOORS | SPECIAL DOORS | Sliding doors, insul glass, 1" thk, 12'w, premium | EA | 4400
083400106630 | DOORS AND WINDOWS | SPECIAL FUNCTION DOORS | SPECIAL DOORS | Tempered glass, 6' wide, add | SF | 4.9
083400106720 | DOORS AND WINDOWS | SPECIAL FUNCTION DOORS | SPECIAL DOORS | Vert lift doors, channel frame, 20' hi x 10' wide | EA | 41762
083400106730 | DOORS AND WINDOWS | SPECIAL FUNCTION DOORS | SPECIAL DOORS | Vert lift doors, channel frame, 20' hi x 15' wide | EA | 51850
083400106740 | DOORS AND WINDOWS | SPECIAL FUNCTION DOORS | SPECIAL DOORS | Vert lift doors, channel frame, 20' hi x 20' wide | EA | 57997
083400106750 | DOORS AND WINDOWS | SPECIAL FUNCTION DOORS | SPECIAL DOORS | Vert lift doors, channel frame, 20' hi x 25' wide | EA | 63041
083400106760 | DOORS AND WINDOWS | SPECIAL FUNCTION DOORS | SPECIAL DOORS | Vert lift doors, channel frame, 25' hi x 20' wide | EA | 65563
083400106770 | DOORS AND WINDOWS | SPECIAL FUNCTION DOORS | SPECIAL DOORS | Vert lift doors, channel frame, 25' hi x 25' wide | EA | 73553
083400106780 | DOORS AND WINDOWS | SPECIAL FUNCTION DOORS | SPECIAL DOORS | Vert lift doors, channel frame, 30' hi x 25' wide | EA | 78597
083400106790 | DOORS AND WINDOWS | SPECIAL FUNCTION DOORS | SPECIAL DOORS | Vert lift doors, channel frame, 30' hi x 30' wide | EA | 86163
083400106800 | DOORS AND WINDOWS | SPECIAL FUNCTION DOORS | SPECIAL DOORS | Vert lift doors, channel frame, 30' hi x 35' wide | EA | 101295
083400106900 | DOORS AND WINDOWS | SPECIAL FUNCTION DOORS | SPECIAL DOORS | Residential storm door, minimum | EA | 312
083400106920 | DOORS AND WINDOWS | SPECIAL FUNCTION DOORS | SPECIAL DOORS | Residential storm door, average | EA | 370
083400106940 | DOORS AND WINDOWS | SPECIAL FUNCTION DOORS | SPECIAL DOORS | Residential storm door, maximum | EA | 719
084100100140 | DOORS AND WINDOWS | ENTRANCES AND STOREFRONTS | STOREFRONTS | Storefront, aluminum & glass, minimum | SF | 46.21
084100100150 | DOORS AND WINDOWS | ENTRANCES AND STOREFRONTS | STOREFRONTS | Storefront, aluminum & glass, average | SF | 65.18
084100100160 | DOORS AND WINDOWS | ENTRANCES AND STOREFRONTS | STOREFRONTS | Storefront, aluminum & glass, maximum | SF | 120
084100101040 | DOORS AND WINDOWS | ENTRANCES AND STOREFRONTS | STOREFRONTS | Entrance doors, 1/2" thick glass, 3' x 7' | EA | 4351
084100101060 | DOORS AND WINDOWS | ENTRANCES AND STOREFRONTS | STOREFRONTS | Entrance doors, 1/2" thick glass, 6' x 7' | EA | 7285
084100101070 | DOORS AND WINDOWS | ENTRANCES AND STOREFRONTS | STOREFRONTS | Entrance doors, 3/4" thick glass, 3' x 7' | EA | 4478
084100101080 | DOORS AND WINDOWS | ENTRANCES AND STOREFRONTS | STOREFRONTS | Entrance doors, 3/4" thick glass, 6' x 7' | EA | 7348
084100101090 | DOORS AND WINDOWS | ENTRANCES AND STOREFRONTS | STOREFRONTS | Entrance doors, 1" thick glass, 3' x 7' | EA | 4793
084100101100 | DOORS AND WINDOWS | ENTRANCES AND STOREFRONTS | STOREFRONTS | Entrance doors, 1" thick glass, 6' x 7' | EA | 8295
084100101160 | DOORS AND WINDOWS | ENTRANCES AND STOREFRONTS | STOREFRONTS | Revolving doors, 7' dia, 7' hi, minimum | EA | 34772
084100101170 | DOORS AND WINDOWS | ENTRANCES AND STOREFRONTS | STOREFRONTS | Revolving doors, 7' dia, 7' hi, average | EA | 46751
084100101180 | DOORS AND WINDOWS | ENTRANCES AND STOREFRONTS | STOREFRONTS | Revolving doors, 7' dia, 7' hi, maximum | EA | 59765
084400101010 | DOORS AND WINDOWS | GLAZED CURTAIN WALLS | GLAZED CURTAIN WALLS | Curtain wall, alum, framing sections, 2"x 3", jamb | LF | 26.72
084400101020 | DOORS AND WINDOWS | GLAZED CURTAIN WALLS | GLAZED CURTAIN WALLS | Curtain wall, alum, framing sections, 2"x 3", horiz | LF | 27.01
084400101030 | DOORS AND WINDOWS | GLAZED CURTAIN WALLS | GLAZED CURTAIN WALLS | Curtain wall, alum, framing sections, 2"x 3", mullion | LF | 33.74
084400101040 | DOORS AND WINDOWS | GLAZED CURTAIN WALLS | GLAZED CURTAIN WALLS | Curtain wall, alum, framing sections, 2"x 4", jamb | LF | 37.19
084400101060 | DOORS AND WINDOWS | GLAZED CURTAIN WALLS | GLAZED CURTAIN WALLS | Curtain wall, alum, framing sections, 2"x 4", horiz | LF | 37.97
084400101070 | DOORS AND WINDOWS | GLAZED CURTAIN WALLS | GLAZED CURTAIN WALLS | Curtain wall, alum, framing sections, 2"x 4", mullion | LF | 37.19
084400101090 | DOORS AND WINDOWS | GLAZED CURTAIN WALLS | GLAZED CURTAIN WALLS | Curtain wall, alum, framing sections, 3"x5-1/2", jamb | LF | 45.76
084400101100 | DOORS AND WINDOWS | GLAZED CURTAIN WALLS | GLAZED CURTAIN WALLS | Curtain wall, alum, framing sections, 3"x5-1/2", horiz | LF | 49.81
084400101110 | DOORS AND WINDOWS | GLAZED CURTAIN WALLS | GLAZED CURTAIN WALLS | Curtain wall, alum, framing sections, 3"x5-1/2", mulli | LF | 46.07
084400101115 | DOORS AND WINDOWS | GLAZED CURTAIN WALLS | GLAZED CURTAIN WALLS | Curtain wall, alum, framing sections, 4" corn mullion | LF | 61.15
084400101130 | DOORS AND WINDOWS | GLAZED CURTAIN WALLS | GLAZED CURTAIN WALLS | Curtain wall, coping sections, 1/8" x 8" | LF | 58.82
084400101140 | DOORS AND WINDOWS | GLAZED CURTAIN WALLS | GLAZED CURTAIN WALLS | Curtain wall, coping sections, 1/8" x 9" | LF | 59.09
084400101150 | DOORS AND WINDOWS | GLAZED CURTAIN WALLS | GLAZED CURTAIN WALLS | Curtain wall, coping sections, 1/8" x 12-1/2" | LF | 62.93
084400101170 | DOORS AND WINDOWS | GLAZED CURTAIN WALLS | GLAZED CURTAIN WALLS | Curtain wall, sill sections, 1/8" x 6" | LF | 52.57
084400101180 | DOORS AND WINDOWS | GLAZED CURTAIN WALLS | GLAZED CURTAIN WALLS | Curtain wall, sill sections, 1/8" x 7" | LF | 53.13
084400101190 | DOORS AND WINDOWS | GLAZED CURTAIN WALLS | GLAZED CURTAIN WALLS | Curtain wall, sill sections, 1/8" x 8-1/2" | LF | 54.02
084400101210 | DOORS AND WINDOWS | GLAZED CURTAIN WALLS | GLAZED CURTAIN WALLS | Curtain wall, column covers, aluminum, 1/8" x 26" | LF | 87.14
084400101220 | DOORS AND WINDOWS | GLAZED CURTAIN WALLS | GLAZED CURTAIN WALLS | Curtain wall, column covers, aluminum, 1/8" x 34" | LF | 95.79
084400101230 | DOORS AND WINDOWS | GLAZED CURTAIN WALLS | GLAZED CURTAIN WALLS | Curtain wall, column covers, aluminum, 1/8" x 38" | LF | 96.52
084400101630 | DOORS AND WINDOWS | GLAZED CURTAIN WALLS | GLAZED CURTAIN WALLS | Doors, alum frame, std hardwre, narrow stile, 2-6x7-0 | EA | 1232
084400101640 | DOORS AND WINDOWS | GLAZED CURTAIN WALLS | GLAZED CURTAIN WALLS | Doors, alum frame, std hardwre, narrow stile, 3-0x7-0 | EA | 1239
084400101660 | DOORS AND WINDOWS | GLAZED CURTAIN WALLS | GLAZED CURTAIN WALLS | Doors, alum frame, std hardwre, narrow stile, 3-6x7-0 | EA | 1268
084400101720 | DOORS AND WINDOWS | GLAZED CURTAIN WALLS | GLAZED CURTAIN WALLS | Doors, alum frame, std hardwre, medium stile, 2-6x7-0 | EA | 1816
084400101730 | DOORS AND WINDOWS | GLAZED CURTAIN WALLS | GLAZED CURTAIN WALLS | Doors, alum frame, std hardwre, medium stile, 3-0x7-0 | EA | 1925
084400101750 | DOORS AND WINDOWS | GLAZED CURTAIN WALLS | GLAZED CURTAIN WALLS | Doors, alum frame, std hardwre, medium stile, 3-6x7-0 | EA | 2038
084400101810 | DOORS AND WINDOWS | GLAZED CURTAIN WALLS | GLAZED CURTAIN WALLS | Doors, alum frame, std hardwre, flush panel, 2-6 x 7-0 | EA | 1700
084400101820 | DOORS AND WINDOWS | GLAZED CURTAIN WALLS | GLAZED CURTAIN WALLS | Doors, alum frame, std hardwre, flush panel, 3-0 x 7-0 | EA | 1766
084400101840 | DOORS AND WINDOWS | GLAZED CURTAIN WALLS | GLAZED CURTAIN WALLS | Doors, alum frame, std hardwre, flush panel, 3-6 x 7-0 | EA | 1810
084400102120 | DOORS AND WINDOWS | GLAZED CURTAIN WALLS | GLAZED CURTAIN WALLS | Wall panel, insulated, "U"=.08 | SF | 21.78
084400102140 | DOORS AND WINDOWS | GLAZED CURTAIN WALLS | GLAZED CURTAIN WALLS | Wall panel, insulated, "U"=.10 | SF | 21
084400102160 | DOORS AND WINDOWS | GLAZED CURTAIN WALLS | GLAZED CURTAIN WALLS | Wall panel, insulated, "U"=.15 | SF | 19.62
084400103010 | DOORS AND WINDOWS | GLAZED CURTAIN WALLS | GLAZED CURTAIN WALLS | Window wall system, complete, minimum | SF | 60.21
084400103030 | DOORS AND WINDOWS | GLAZED CURTAIN WALLS | GLAZED CURTAIN WALLS | Window wall system, complete, average | SF | 92.27
084400103050 | DOORS AND WINDOWS | GLAZED CURTAIN WALLS | GLAZED CURTAIN WALLS | Window wall system, complete, maximum | SF | 204
085113100120 | DOORS AND WINDOWS | METAL WINDOWS | ALUMINUM WINDOWS | Jalousie, 3-0 x 4-0 | EA | 467
085113100140 | DOORS AND WINDOWS | METAL WINDOWS | ALUMINUM WINDOWS | Jalousie, 3-0 x 5-0 | EA | 524
085113100240 | DOORS AND WINDOWS | METAL WINDOWS | ALUMINUM WINDOWS | Aluminum window, fixed, 6 Sf to 8 Sf | SF | 31.7
085113100250 | DOORS AND WINDOWS | METAL WINDOWS | ALUMINUM WINDOWS | Aluminum window, fixed 12 Sf to 16 Sf | SF | 26.85
085113100260 | DOORS AND WINDOWS | METAL WINDOWS | ALUMINUM WINDOWS | Aluminum window, projecting, 6 Sf to 8 Sf | SF | 64.7
085113100270 | DOORS AND WINDOWS | METAL WINDOWS | ALUMINUM WINDOWS | Aluminum window, projecting, 12 Sf to 16 Sf | SF | 53.46
085113100280 | DOORS AND WINDOWS | METAL WINDOWS | ALUMINUM WINDOWS | Aluminum window, horiz sliding, 6 Sf to 8 Sf | SF | 38.98
085113100290 | DOORS AND WINDOWS | METAL WINDOWS | ALUMINUM WINDOWS | Aluminum window, horiz sliding, 12 Sf to 16 Sf | SF | 34.69
085113101160 | DOORS AND WINDOWS | METAL WINDOWS | ALUMINUM WINDOWS | Aluminum window, double hung, 6 Sf to 8 Sf | SF | 56.22
085113101180 | DOORS AND WINDOWS | METAL WINDOWS | ALUMINUM WINDOWS | Aluminum window, double hung, 10 Sf to 12 Sf | SF | 49.04
085113103020 | DOORS AND WINDOWS | METAL WINDOWS | ALUMINUM WINDOWS | Storm window, up to 0.5 cfm, 60 ui | EA | 134
085113103040 | DOORS AND WINDOWS | METAL WINDOWS | ALUMINUM WINDOWS | Storm window, up to 0.5 cfm, 70 ui | EA | 136
085113103060 | DOORS AND WINDOWS | METAL WINDOWS | ALUMINUM WINDOWS | Storm window, up to 0.5 cfm, 80 ui | EA | 147
085113103080 | DOORS AND WINDOWS | METAL WINDOWS | ALUMINUM WINDOWS | Storm window, up to 0.5 cfm, 90 ui | EA | 154
085113103100 | DOORS AND WINDOWS | METAL WINDOWS | ALUMINUM WINDOWS | Storm window, up to 0.5 cfm, 100 ui | EA | 156
085113103120 | DOORS AND WINDOWS | METAL WINDOWS | ALUMINUM WINDOWS | Storm window, up to 2.0 cfm, 60 ui | EA | 160
085113103140 | DOORS AND WINDOWS | METAL WINDOWS | ALUMINUM WINDOWS | Storm window, up to 2.0 cfm, 70 ui | EA | 162
085113103160 | DOORS AND WINDOWS | METAL WINDOWS | ALUMINUM WINDOWS | Storm window, up to 2.0 cfm, 80 ui | EA | 165
085113103180 | DOORS AND WINDOWS | METAL WINDOWS | ALUMINUM WINDOWS | Storm window, up to 2.0 cfm, 90 ui | EA | 178
085113103200 | DOORS AND WINDOWS | METAL WINDOWS | ALUMINUM WINDOWS | Storm window, up to 2.0 cfm, 100 ui | EA | 180
085123101020 | DOORS AND WINDOWS | METAL WINDOWS | STEEL WINDOWS | Steel windows, primed, casements, operable, minimum | SF | 60.94
085123101040 | DOORS AND WINDOWS | METAL WINDOWS | STEEL WINDOWS | Steel windows, primed, casements, operable, maximum | SF | 89.56
085123101060 | DOORS AND WINDOWS | METAL WINDOWS | STEEL WINDOWS | Steel windows, primed, casements, fixed sash | SF | 48.95
085123101080 | DOORS AND WINDOWS | METAL WINDOWS | STEEL WINDOWS | Steel windows, primed, double hung | SF | 88.64
085123101120 | DOORS AND WINDOWS | METAL WINDOWS | STEEL WINDOWS | Industrial windows, horizontally pivoted sash | SF | 83.97
085123101130 | DOORS AND WINDOWS | METAL WINDOWS | STEEL WINDOWS | Industrial windows, fixed sash | SF | 60.67
085123101140 | DOORS AND WINDOWS | METAL WINDOWS | STEEL WINDOWS | Industrial windows, security sash, operable | SF | 94.59
085123101150 | DOORS AND WINDOWS | METAL WINDOWS | STEEL WINDOWS | Industrial windows, security sash, fixed | SF | 83.58
085123101155 | DOORS AND WINDOWS | METAL WINDOWS | STEEL WINDOWS | Picture window | SF | 42.83
085123101170 | DOORS AND WINDOWS | METAL WINDOWS | STEEL WINDOWS | Projecting sash window, minimum | SF | 71.41
085123101180 | DOORS AND WINDOWS | METAL WINDOWS | STEEL WINDOWS | Projecting sash window, maximum | SF | 86.65
085123101930 | DOORS AND WINDOWS | METAL WINDOWS | STEEL WINDOWS | Mullions | LF | 21.59
085200101000 | DOORS AND WINDOWS | WOOD & PLASTIC | WOOD WINDOWS | Wood window, double hung, 24"x 36", minimum | EA | 331
085200101002 | DOORS AND WINDOWS | WOOD & PLASTIC | WOOD WINDOWS | Wood window, double hung, 24"x 36", average | EA | 468
085200101004 | DOORS AND WINDOWS | WOOD & PLASTIC | WOOD WINDOWS | Wood window, double hung, 24"x 36", maximum | EA | 626
085200101020 | DOORS AND WINDOWS | WOOD & PLASTIC | WOOD WINDOWS | Wood window, double hung, 24" x 48", minimum | EA | 384
085200101022 | DOORS AND WINDOWS | WOOD & PLASTIC | WOOD WINDOWS | Wood window, double hung, 24" x 48", average | EA | 542
085200101024 | DOORS AND WINDOWS | WOOD & PLASTIC | WOOD WINDOWS | Wood window, double hung, 24" x 48", maximum | EA | 756
085200101040 | DOORS AND WINDOWS | WOOD & PLASTIC | WOOD WINDOWS | Wood window, double hung, 30"x 48", minimum | EA | 410
085200101042 | DOORS AND WINDOWS | WOOD & PLASTIC | WOOD WINDOWS | Wood window, double hung, 30"x 48", average | EA | 564
085200101044 | DOORS AND WINDOWS | WOOD & PLASTIC | WOOD WINDOWS | Wood window, double hung, 30"x 48", maximum | EA | 805
085200101060 | DOORS AND WINDOWS | WOOD & PLASTIC | WOOD WINDOWS | Wood window, double hung, 30"x 60", minimum | EA | 437
085200101062 | DOORS AND WINDOWS | WOOD & PLASTIC | WOOD WINDOWS | Wood window, double hung, 30"x 60", average | EA | 672
085200101064 | DOORS AND WINDOWS | WOOD & PLASTIC | WOOD WINDOWS | Wood window, double hung, 30"x 60", maximum | EA | 841
085200101220 | DOORS AND WINDOWS | WOOD & PLASTIC | WOOD WINDOWS | Wood window, casement, 1 leaf, 22"x 38", min | EA | 464
085200101222 | DOORS AND WINDOWS | WOOD & PLASTIC | WOOD WINDOWS | Wood window, casement, 1 leaf, 22"x 38", avg | EA | 564
085200101224 | DOORS AND WINDOWS | WOOD & PLASTIC | WOOD WINDOWS | Wood window, casement, 1 leaf, 22"x 38", max | EA | 677
085200101240 | DOORS AND WINDOWS | WOOD & PLASTIC | WOOD WINDOWS | Wood window, casement, 2 leaf, 50"x 50", min | EA | 1119
085200101242 | DOORS AND WINDOWS | WOOD & PLASTIC | WOOD WINDOWS | Wood window, casement, 2 leaf, 50"x 50", avg | EA | 1463
085200101244 | DOORS AND WINDOWS | WOOD & PLASTIC | WOOD WINDOWS | Wood window, casement, 2 leaf, 50"x 50", max | EA | 1726
085200101260 | DOORS AND WINDOWS | WOOD & PLASTIC | WOOD WINDOWS | Wood window, casement, 3 leaf, 71"x 62", minimum | EA | 1563
085200101262 | DOORS AND WINDOWS | WOOD & PLASTIC | WOOD WINDOWS | Wood window, casement, 3 leaf, 71"x 62", average | EA | 1622
085200101264 | DOORS AND WINDOWS | WOOD & PLASTIC | WOOD WINDOWS | Wood window, casement, 3 leaf, 71"x 62", maximum | EA | 1985
085200101280 | DOORS AND WINDOWS | WOOD & PLASTIC | WOOD WINDOWS | Wood window, casement, 4 leaf, 95"x 75", minimum | EA | 2054
085200101282 | DOORS AND WINDOWS | WOOD & PLASTIC | WOOD WINDOWS | Wood window, casement, 4 leaf, 95"x 75", average | EA | 2370
085200101284 | DOORS AND WINDOWS | WOOD & PLASTIC | WOOD WINDOWS | Wood window, casement, 4 leaf, 95"x 75", maximum | EA | 3093
085200101300 | DOORS AND WINDOWS | WOOD & PLASTIC | WOOD WINDOWS | Wood window, casement, 5 leaf, 119"x 75", minimum | EA | 2625
085200101302 | DOORS AND WINDOWS | WOOD & PLASTIC | WOOD WINDOWS | Wood window, casement, 5 leaf, 119"x 75", average | EA | 2867
085200101304 | DOORS AND WINDOWS | WOOD & PLASTIC | WOOD WINDOWS | Wood window, casement, 5 leaf, 119"x 75", maximum | EA | 3733
085200101400 | DOORS AND WINDOWS | WOOD & PLASTIC | WOOD WINDOWS | Wood window, picture (fixed), 54"x 54", min | EA | 623
085200101422 | DOORS AND WINDOWS | WOOD & PLASTIC | WOOD WINDOWS | Wood window, picture (fixed), 54"x 54", avg | EA | 700
085200101424 | DOORS AND WINDOWS | WOOD & PLASTIC | WOOD WINDOWS | Wood window, picture (fixed), 54"x 54", max | EA | 1171
085200101440 | DOORS AND WINDOWS | WOOD & PLASTIC | WOOD WINDOWS | Wood window, picture (fixed), 68"x 55", minimum | EA | 1037
085200101442 | DOORS AND WINDOWS | WOOD & PLASTIC | WOOD WINDOWS | Wood window, picture (fixed), 68"x 55", average | EA | 1189
085200101444 | DOORS AND WINDOWS | WOOD & PLASTIC | WOOD WINDOWS | Wood window, picture (fixed), 68"x 55", maximum | EA | 1541
085200101520 | DOORS AND WINDOWS | WOOD & PLASTIC | WOOD WINDOWS | Wood window, sliding, 40"x 31", minimum | EA | 389
085200101522 | DOORS AND WINDOWS | WOOD & PLASTIC | WOOD WINDOWS | Wood window, sliding, 40"x 31", average | EA | 573
085200101524 | DOORS AND WINDOWS | WOOD & PLASTIC | WOOD WINDOWS | Wood window, sliding, 40"x 31", maximum | EA | 700
085200101540 | DOORS AND WINDOWS | WOOD & PLASTIC | WOOD WINDOWS | Wood window, sliding, 52"x 39", minimum | EA | 485
085200101542 | DOORS AND WINDOWS | WOOD & PLASTIC | WOOD WINDOWS | Wood window, sliding, 52"x 39", average | EA | 687
085200101544 | DOORS AND WINDOWS | WOOD & PLASTIC | WOOD WINDOWS | Wood window, sliding, 52"x 39", maximum | EA | 745
085200101560 | DOORS AND WINDOWS | WOOD & PLASTIC | WOOD WINDOWS | Wood window, sliding, 64"x 72", minimum | EA | 698
085200101562 | DOORS AND WINDOWS | WOOD & PLASTIC | WOOD WINDOWS | Wood window, sliding, 64"x 72", average | EA | 1083
085200101564 | DOORS AND WINDOWS | WOOD & PLASTIC | WOOD WINDOWS | Wood window, sliding, 64"x 72", maximum | EA | 1211
085200101800 | DOORS AND WINDOWS | WOOD & PLASTIC | WOOD WINDOWS | Wood window, awning, 34"x 21", minimum | EA | 392
085200101822 | DOORS AND WINDOWS | WOOD & PLASTIC | WOOD WINDOWS | Wood window, awning, 34"x 21", average | EA | 461
085200101824 | DOORS AND WINDOWS | WOOD & PLASTIC | WOOD WINDOWS | Wood window, awning, 34"x 21", maximum | EA | 554
085200101860 | DOORS AND WINDOWS | WOOD & PLASTIC | WOOD WINDOWS | Wood window, awning, 40"x 21", minimum | EA | 455
085200101862 | DOORS AND WINDOWS | WOOD & PLASTIC | WOOD WINDOWS | Wood window, awning, 40"x 21", average | EA | 523
085200101864 | DOORS AND WINDOWS | WOOD & PLASTIC | WOOD WINDOWS | Wood window, awning, 40"x 21", maximum | EA | 617
085200101900 | DOORS AND WINDOWS | WOOD & PLASTIC | WOOD WINDOWS | Wood window, awning, 48"x 27", minimum | EA | 479
085200101902 | DOORS AND WINDOWS | WOOD & PLASTIC | WOOD WINDOWS | Wood window, awning, 48"x 27", average | EA | 577
085200101904 | DOORS AND WINDOWS | WOOD & PLASTIC | WOOD WINDOWS | Wood window, awning, 48"x 27", maximum | EA | 701
085200101940 | DOORS AND WINDOWS | WOOD & PLASTIC | WOOD WINDOWS | Wood window, awning, 60" x 36", minimum | EA | 502
085200101942 | DOORS AND WINDOWS | WOOD & PLASTIC | WOOD WINDOWS | Wood window, awning, 60" x 36", average | EA | 853
085200101944 | DOORS AND WINDOWS | WOOD & PLASTIC | WOOD WINDOWS | Wood window, awning, 60" x 36", maximum | EA | 976
085200108010 | DOORS AND WINDOWS | WOOD & PLASTIC | WOOD WINDOWS | Window frame, milled, minimum | LF | 22.09
085200108020 | DOORS AND WINDOWS | WOOD & PLASTIC | WOOD WINDOWS | Window frame, milled, average | LF | 26.84
085200108030 | DOORS AND WINDOWS | WOOD & PLASTIC | WOOD WINDOWS | Window frame, milled, maximum | LF | 36.89
086200101040 | DOORS AND WINDOWS | SKYLIGHTS | PLASTIC SKYLIGHTS | Skylight, single, no mounting curb, 2'x 4' | EA | 525
086200101050 | DOORS AND WINDOWS | SKYLIGHTS | PLASTIC SKYLIGHTS | Skylight, single, no mounting curb, 4'x 4' | EA | 707
086200101060 | DOORS AND WINDOWS | SKYLIGHTS | PLASTIC SKYLIGHTS | Skylight, single, no mounting curb, 5'x 5' | EA | 966
086200101070 | DOORS AND WINDOWS | SKYLIGHTS | PLASTIC SKYLIGHTS | Skylight, single, no mounting curb, 6'x 8' | EA | 1893
086200101220 | DOORS AND WINDOWS | SKYLIGHTS | PLASTIC SKYLIGHTS | Skylight, double, no mounting curb, 2'x 4' | EA | 661
086200101240 | DOORS AND WINDOWS | SKYLIGHTS | PLASTIC SKYLIGHTS | Skylight, double, no mounting curb, 4'x 4' | EA | 836
086200101260 | DOORS AND WINDOWS | SKYLIGHTS | PLASTIC SKYLIGHTS | Skylight, double, no mounting curb, 5'x 5' | EA | 1232
086200101270 | DOORS AND WINDOWS | SKYLIGHTS | PLASTIC SKYLIGHTS | Skylight, double, no mounting curb, 6'x 8' | EA | 2081
086200101420 | DOORS AND WINDOWS | SKYLIGHTS | PLASTIC SKYLIGHTS | Skylight, translucent panel, 2-1/2" thick | SF | 53.93
086200101500 | DOORS AND WINDOWS | SKYLIGHTS | PLASTIC SKYLIGHTS | Skylight, vaulted, single glazed | SF | 71.91
086200101560 | DOORS AND WINDOWS | SKYLIGHTS | PLASTIC SKYLIGHTS | Skylight, vaulted, double glazed | SF | 111
086210100100 | DOORS AND WINDOWS | SKYLIGHTS | SOLAR SKYLIGHTS | Solar Skylight, tubular, basic kit, minimum | EA | 667
086210100200 | DOORS AND WINDOWS | SKYLIGHTS | SOLAR SKYLIGHTS | Solar Skylight, tubular, basic kit, average | EA | 856
086210100300 | DOORS AND WINDOWS | SKYLIGHTS | SOLAR SKYLIGHTS | Solar Skylight, tubular, basic kit, maximum | EA | 1319
086210100450 | DOORS AND WINDOWS | SKYLIGHTS | SOLAR SKYLIGHTS | Solar Skylight, tubular, dome skylight, 10" dia., minimum | EA | 163
086210100600 | DOORS AND WINDOWS | SKYLIGHTS | SOLAR SKYLIGHTS | Solar Skylight, tubular, dome skylight, 10" dia., average | EA | 190
086210100700 | DOORS AND WINDOWS | SKYLIGHTS | SOLAR SKYLIGHTS | Solar Skylight, tubular, dome skylight, 10" dia., maximum | EA | 230
086210100900 | DOORS AND WINDOWS | SKYLIGHTS | SOLAR SKYLIGHTS | Solar Skylight, tubular, dome skylight, 14" dia., minimum | EA | 176
086210101000 | DOORS AND WINDOWS | SKYLIGHTS | SOLAR SKYLIGHTS | Solar Skylight, tubular, dome skylight, 14" dia., average | EA | 202
086210101100 | DOORS AND WINDOWS | SKYLIGHTS | SOLAR SKYLIGHTS | Solar Skylight, tubular, dome skylight, 14" dia., maximum | EA | 243
086210101300 | DOORS AND WINDOWS | SKYLIGHTS | SOLAR SKYLIGHTS | Solar Skylight, straight extension tube, 10" dia., 12" long, minimum | EA | 122
086210101400 | DOORS AND WINDOWS | SKYLIGHTS | SOLAR SKYLIGHTS | Solar Skylight, straight extension tube, 10" dia., 12" long, average | EA | 144
086210101500 | DOORS AND WINDOWS | SKYLIGHTS | SOLAR SKYLIGHTS | Solar Skylight, straight extension tube, 10" dia., 12" long, maximum | EA | 171
086210101800 | DOORS AND WINDOWS | SKYLIGHTS | SOLAR SKYLIGHTS | Solar Skylight, straight extension tube, 10" dia., 24" long, minimum | EA | 131
086210101900 | DOORS AND WINDOWS | SKYLIGHTS | SOLAR SKYLIGHTS | Solar Skylight, straight extension tube, 10" dia., 24" long, average | EA | 151
086210102000 | DOORS AND WINDOWS | SKYLIGHTS | SOLAR SKYLIGHTS | Solar Skylight, straight extension tube, 10" dia., 24" long, maximum | EA | 177
086210102300 | DOORS AND WINDOWS | SKYLIGHTS | SOLAR SKYLIGHTS | Solar Skylight, straight extension tube, 10" dia., 36" long, minimum | EA | 161
086210102400 | DOORS AND WINDOWS | SKYLIGHTS | SOLAR SKYLIGHTS | Solar Skylight, straight extension tube, 10" dia., 36" long, average | EA | 182
086210102500 | DOORS AND WINDOWS | SKYLIGHTS | SOLAR SKYLIGHTS | Solar Skylight, straight extension tube, 10" dia., 36" long, maximum | EA | 209
086210102800 | DOORS AND WINDOWS | SKYLIGHTS | SOLAR SKYLIGHTS | Solar Skylight, straight extension tube, 10" dia., 48" long, minimum | EA | 191
086210102900 | DOORS AND WINDOWS | SKYLIGHTS | SOLAR SKYLIGHTS | Solar Skylight, straight extension tube, 10" dia., 48" long, average | EA | 219
086210103000 | DOORS AND WINDOWS | SKYLIGHTS | SOLAR SKYLIGHTS | Solar Skylight, straight extension tube, 10" dia., 48" long, maximum | EA | 259
086210103300 | DOORS AND WINDOWS | SKYLIGHTS | SOLAR SKYLIGHTS | Solar Skylight, straight extension tube, 14" dia., 12" long, minimum | EA | 137
086210103400 | DOORS AND WINDOWS | SKYLIGHTS | SOLAR SKYLIGHTS | Solar Skylight, straight extension tube, 14" dia., 12" long, average | EA | 157
086210103500 | DOORS AND WINDOWS | SKYLIGHTS | SOLAR SKYLIGHTS | Solar Skylight, straight extension tube, 14" dia., 12" long, maximum | EA | 184
086210103800 | DOORS AND WINDOWS | SKYLIGHTS | SOLAR SKYLIGHTS | Solar Skylight, straight extension tube, 14" dia., 24" long, minimum | EA | 156
086210103900 | DOORS AND WINDOWS | SKYLIGHTS | SOLAR SKYLIGHTS | Solar Skylight, straight extension tube, 14" dia., 24" long, average | EA | 182
086210104000 | DOORS AND WINDOWS | SKYLIGHTS | SOLAR SKYLIGHTS | Solar Skylight, straight extension tube, 14" dia., 24" long, maximum | EA | 215
086210104300 | DOORS AND WINDOWS | SKYLIGHTS | SOLAR SKYLIGHTS | Solar Skylight, straight extension tube, 14" dia., 36" long, minimum | EA | 187
086210104400 | DOORS AND WINDOWS | SKYLIGHTS | SOLAR SKYLIGHTS | Solar Skylight, straight extension tube, 14" dia., 36" long, average | EA | 211
086210104500 | DOORS AND WINDOWS | SKYLIGHTS | SOLAR SKYLIGHTS | Solar Skylight, straight extension tube, 14" dia., 36" long, maximum | EA | 240
086210104800 | DOORS AND WINDOWS | SKYLIGHTS | SOLAR SKYLIGHTS | Solar Skylight, 90 degree extension tube, 10" dia., minimum | EA | 108
086210104900 | DOORS AND WINDOWS | SKYLIGHTS | SOLAR SKYLIGHTS | Solar Skylight, 90 degree extension tube, 10" dia., average | EA | 124
086210105000 | DOORS AND WINDOWS | SKYLIGHTS | SOLAR SKYLIGHTS | Solar Skylight, 90 degree extension tube, 10" dia., maximum | EA | 140
086210105200 | DOORS AND WINDOWS | SKYLIGHTS | SOLAR SKYLIGHTS | Solar Skylight, 90 degree extension tube, 14" dia., minimum | EA | 123
086210105300 | DOORS AND WINDOWS | SKYLIGHTS | SOLAR SKYLIGHTS | Solar Skylight, 90 degree extension tube, 14" dia., average | EA | 138
086210105400 | DOORS AND WINDOWS | SKYLIGHTS | SOLAR SKYLIGHTS | Solar Skylight, 90 degree extension tube, 14" dia., maximum | EA | 152
086210105600 | DOORS AND WINDOWS | SKYLIGHTS | SOLAR SKYLIGHTS | Solar Skylight, bottom tube adapter, 10" dia., minimum | EA | 112
086210105700 | DOORS AND WINDOWS | SKYLIGHTS | SOLAR SKYLIGHTS | Solar Skylight, bottom tube adapter, 10" dia., average | EA | 124
086210105800 | DOORS AND WINDOWS | SKYLIGHTS | SOLAR SKYLIGHTS | Solar Skylight, bottom tube adapter, 10" dia., maximum | EA | 136
086210106000 | DOORS AND WINDOWS | SKYLIGHTS | SOLAR SKYLIGHTS | Solar Skylight, bottom tube adapter, 14" dia., minimum | EA | 127
086210106100 | DOORS AND WINDOWS | SKYLIGHTS | SOLAR SKYLIGHTS | Solar Skylight, bottom tube adapter, 14" dia., average | EA | 139
086210106200 | DOORS AND WINDOWS | SKYLIGHTS | SOLAR SKYLIGHTS | Solar Skylight, bottom tube adapter, 14" dia., maximum | EA | 152
086210106400 | DOORS AND WINDOWS | SKYLIGHTS | SOLAR SKYLIGHTS | Solar Skylight, top tube adapter, 10" dia., minimum | EA | 112
086210106500 | DOORS AND WINDOWS | SKYLIGHTS | SOLAR SKYLIGHTS | Solar Skylight, top tube adapter, 10" dia., average | EA | 124
086210106600 | DOORS AND WINDOWS | SKYLIGHTS | SOLAR SKYLIGHTS | Solar Skylight, top tube adapter, 10" dia., maximum | EA | 136
086210106800 | DOORS AND WINDOWS | SKYLIGHTS | SOLAR SKYLIGHTS | Solar Skylight, top tube adapter, 14" dia., minimum | EA | 127
086210106900 | DOORS AND WINDOWS | SKYLIGHTS | SOLAR SKYLIGHTS | Solar Skylight, top tube adapter, 14" dia., average | EA | 139
086210107000 | DOORS AND WINDOWS | SKYLIGHTS | SOLAR SKYLIGHTS | Solar Skylight, top tube adapter, 14" dia., maximum | EA | 152
086210107200 | DOORS AND WINDOWS | SKYLIGHTS | SOLAR SKYLIGHTS | Solar Skylight, tube flashing, minimum | EA | 156
086210107300 | DOORS AND WINDOWS | SKYLIGHTS | SOLAR SKYLIGHTS | Solar Skylight, tube flashing, average | EA | 182
086210107400 | DOORS AND WINDOWS | SKYLIGHTS | SOLAR SKYLIGHTS | Solar Skylight, tube flashing, maximum | EA | 215
086210107600 | DOORS AND WINDOWS | SKYLIGHTS | SOLAR SKYLIGHTS | Solar Skylight, daylight dimmer switch, minimum | EA | 163
086210107700 | DOORS AND WINDOWS | SKYLIGHTS | SOLAR SKYLIGHTS | Solar Skylight, daylight dimmer switch, average | EA | 177
086210107800 | DOORS AND WINDOWS | SKYLIGHTS | SOLAR SKYLIGHTS | Solar Skylight, daylight dimmer switch, maximum | EA | 194
086210108000 | DOORS AND WINDOWS | SKYLIGHTS | SOLAR SKYLIGHTS | Solar Skylight, dimmer, minimum | EA | 308
086210108100 | DOORS AND WINDOWS | SKYLIGHTS | SOLAR SKYLIGHTS | Solar Skylight, dimmer, average | EA | 339
086210108300 | DOORS AND WINDOWS | SKYLIGHTS | SOLAR SKYLIGHTS | Solar Skylight, dimmer, maximum | EA | 372
086301101600 | DOORS AND WINDOWS | METAL-FRAMED SKYLIGHTS | METAL-FRAMED SKYLIGHTS | Skylight Metal Framed, 2-1/4" Thick, Translucent, <5,000 SF | SF | 70.39
086301101700 | DOORS AND WINDOWS | METAL-FRAMED SKYLIGHTS | METAL-FRAMED SKYLIGHTS | Skylight Metal Framed, 2-1/4" Thick, Translucent, >5,000 SF | SF | 71.6
086301102020 | DOORS AND WINDOWS | METAL-FRAMED SKYLIGHTS | METAL-FRAMED SKYLIGHTS | Skylight, Cont Vaulted, Semi Cir, 2-1/4" Thick, to 8', Single Glazed | SF | 75.85
086301102040 | DOORS AND WINDOWS | METAL-FRAMED SKYLIGHTS | METAL-FRAMED SKYLIGHTS | Skylight, Cont Vaulted, Semi Cir, 2-1/4" Thick, to 8', Double Glazed | SF | 84.02
086301102060 | DOORS AND WINDOWS | METAL-FRAMED SKYLIGHTS | METAL-FRAMED SKYLIGHTS | Skylight, Cont Vaulted, Semi Cir, 2-1/4" Thick, to 9', Single Glazed | SF | 107
086301102080 | DOORS AND WINDOWS | METAL-FRAMED SKYLIGHTS | METAL-FRAMED SKYLIGHTS | Skylight, Cont Vaulted, Semi Cir, 2-1/4" Thick, to 9', Double Glazed | SF | 115
086301102520 | DOORS AND WINDOWS | METAL-FRAMED SKYLIGHTS | METAL-FRAMED SKYLIGHTS | Skylight, Pyramid Type, Self Supporting, Clear Opening, Min. | SF | 84.1
086301102540 | DOORS AND WINDOWS | METAL-FRAMED SKYLIGHTS | METAL-FRAMED SKYLIGHTS | Skylight, Pyramid Type, Self Supporting, Clear Opening, Avg. | SF | 95.47
086301102560 | DOORS AND WINDOWS | METAL-FRAMED SKYLIGHTS | METAL-FRAMED SKYLIGHTS | Skylight, Pyramid Type, Self Supporting, Clear Opening, Max. | SF | 125
086301103020 | DOORS AND WINDOWS | METAL-FRAMED SKYLIGHTS | METAL-FRAMED SKYLIGHTS | Skylight, Grid Type, Self Supporting, 4 X 10 Module, Min. | SF | 61.91
086301103040 | DOORS AND WINDOWS | METAL-FRAMED SKYLIGHTS | METAL-FRAMED SKYLIGHTS | Skylight, Grid Type, Self Supporting, 4 X 10 Module, Max. | SF | 109
086301103080 | DOORS AND WINDOWS | METAL-FRAMED SKYLIGHTS | METAL-FRAMED SKYLIGHTS | Skylight, Preformed Acrylic, Min. | SF | 55.78
086301104000 | DOORS AND WINDOWS | METAL-FRAMED SKYLIGHTS | METAL-FRAMED SKYLIGHTS | Skylight, Preformed Acrylic, Max. | SF | 92.94
087100101250 | DOORS AND WINDOWS | HARDWARE | HINGES | Hinges, 3 x 3 butts, steel, interior, plain bearing | PAIR | 21.05
087100101260 | DOORS AND WINDOWS | HARDWARE | HINGES | Hinges, 4 x 4 butts, steel, standard | PAIR | 31.04
087100101270 | DOORS AND WINDOWS | HARDWARE | HINGES | Hinges, 5 x 4-1/2 butts, brnz/SS, h-duty, ball bearing | PAIR | 80.39
087100101300 | DOORS AND WINDOWS | HARDWARE | HINGES | Pivot hinges, top pivot | EA | 50.02
087100101310 | DOORS AND WINDOWS | HARDWARE | HINGES | Pivot hinges, intermediate pivot | EA | 53.4
087100101320 | DOORS AND WINDOWS | HARDWARE | HINGES | Pivot hinges, bottom pivot | EA | 103
087100101540 | DOORS AND WINDOWS | HARDWARE | HINGES | Hinges, BHMA spec, 3-1/2"x 3-1/2, mortise butt, plain | PAIR | 25.12
087100101550 | DOORS AND WINDOWS | HARDWARE | HINGES | Hinges, BHMA spec, 3-1/2"x 3-1/2, mortise butt, ball | PAIR | 30.15
087100101560 | DOORS AND WINDOWS | HARDWARE | HINGES | Hinges, BHMA spec, 3-1/2"x 3-1/2, mortse butt, half sf | PAIR | 42.99
087100101600 | DOORS AND WINDOWS | HARDWARE | HINGES | Hinges, BHMA spec, 4x4, full mortise butts, plain, std | PAIR | 27.35
087100101640 | DOORS AND WINDOWS | HARDWARE | HINGES | Hinges, BHMA spec, 4x4, Full mortise butts, ball bearn | PAIR | 32.94
087100101650 | DOORS AND WINDOWS | HARDWARE | HINGES | Hinges, BHMA spec, 4x4, half surface butts, std duty | PAIR | 49.75
087100101660 | DOORS AND WINDOWS | HARDWARE | HINGES | Hinges, BHMA spec, 4x4, half surface butts, ball bearg | PAIR | 49.75
087100101680 | DOORS AND WINDOWS | HARDWARE | HINGES | Hinges, BHMA spec, 4-1/2x4-1/2, full mortise, plain | PAIR | 36.29
087100101690 | DOORS AND WINDOWS | HARDWARE | HINGES | Hinges, BHMA spec, 4-1/2x4-1/2, ball bearing, hvy duty | PAIR | 73.63
087100101700 | DOORS AND WINDOWS | HARDWARE | HINGES | Hinges, BHMA spec, 4-1/2x4-1/2, Half mortise, plain | PAIR | 42.99
087100101740 | DOORS AND WINDOWS | HARDWARE | HINGES | Hinges, BHMA spec, 4-1/2x4-1/2, full surface, std | PAIR | 72.57
087100101780 | DOORS AND WINDOWS | HARDWARE | HINGES | Hinges, BHMA spec, 4-1/2x4-1/2, full surface, hvy duty | PAIR | 134
087100101785 | DOORS AND WINDOWS | HARDWARE | HINGES | Hinges, BHMA spec, 4-1/2x4-1/2, full surface, slidein | PAIR | 33.5
087100101788 | DOORS AND WINDOWS | HARDWARE | HINGES | Hinges, BHMA spec, 4-1/2x4-1/2, half mort, ball, std | PAIR | 151
087100101790 | DOORS AND WINDOWS | HARDWARE | HINGES | Hinges, BHMA spec, 4-1/2x4-1/2, half mort, ball, hd | PAIR | 173
087100101800 | DOORS AND WINDOWS | HARDWARE | HINGES | Hinges, BHMA spec, 5x5, ball bearing, full mortise | PAIR | 70.34
087100101820 | DOORS AND WINDOWS | HARDWARE | HINGES | Hinges, BHMA spec, 5x5, ball bearing, half mort, full | PAIR | 147
087100101830 | DOORS AND WINDOWS | HARDWARE | HINGES | Hinges, BHMA spec, 5x5, ball bearing, full mortise, ful | PAIR | 199
087100101930 | DOORS AND WINDOWS | HARDWARE | HINGES | Hinges, BHMA spec, 4x4, full mort, plain bearing, std | PAIR | 16.75
087100102040 | DOORS AND WINDOWS | HARDWARE | HINGES | Hinges, BHMA spec, 5x4-1/2, full mort, ball bearing, hd | PAIR | 78.16
087100103040 | DOORS AND WINDOWS | HARDWARE | HINGES | Hinge, Alum., full surface, geared continuous, min. | EA | 110
087100103060 | DOORS AND WINDOWS | HARDWARE | HINGES | Hinge, Alum., full surface, geared continuous, avg. | EA | 165
087100103080 | DOORS AND WINDOWS | HARDWARE | HINGES | Hinge, Alum., full surface, geared continuous, max. | EA | 220
087100201300 | DOORS AND WINDOWS | HARDWARE | LOCKSETS | Latchset, heavy duty, cylindrical | EA | 245
087100201320 | DOORS AND WINDOWS | HARDWARE | LOCKSETS | Latchset, heavy duty, mortise | EA | 280
087100201330 | DOORS AND WINDOWS | HARDWARE | LOCKSETS | Lockset, heavy duty, cylindrical | EA | 362
087100201350 | DOORS AND WINDOWS | HARDWARE | LOCKSETS | Lockset, heavy duty, mortise | EA | 434
087100202020 | DOORS AND WINDOWS | HARDWARE | LOCKSETS | Mortise locks & latchsets, chrome, passage or closet | EA | 412
087100202030 | DOORS AND WINDOWS | HARDWARE | LOCKSETS | Mortise locks & latchsets, chrome, privacy | EA | 424
087100202040 | DOORS AND WINDOWS | HARDWARE | LOCKSETS | Mortise locks & latchsets, chrome, entry lockset | EA | 513
087100202050 | DOORS AND WINDOWS | HARDWARE | LOCKSETS | Mortise locks & latchsets, chrome, classroom lockset | EA | 513
087100202060 | DOORS AND WINDOWS | HARDWARE | LOCKSETS | Mortise locks & latchsets, chrome, storeroom lock | EA | 513
087100202070 | DOORS AND WINDOWS | HARDWARE | LOCKSETS | Mortise locks & latchsets, chrome, front door | EA | 513
087100202080 | DOORS AND WINDOWS | HARDWARE | LOCKSETS | Mortise locks & latchsets, chrome, dormitory or exit | EA | 513
087100202220 | DOORS AND WINDOWS | HARDWARE | LOCKSETS | Preassembled, brass, latchset, passage or closet | EA | 131
087100202230 | DOORS AND WINDOWS | HARDWARE | LOCKSETS | Preassembled, brass, lockset, privacy | EA | 311
087100202240 | DOORS AND WINDOWS | HARDWARE | LOCKSETS | Preassembled, brass, lockset, entry lock | EA | 414
087100202250 | DOORS AND WINDOWS | HARDWARE | LOCKSETS | Preassembled, brass, lockset, classroom lock | EA | 414
087100202260 | DOORS AND WINDOWS | HARDWARE | LOCKSETS | Preassembled, brass, lockset, storeroom lock | EA | 449
087100202280 | DOORS AND WINDOWS | HARDWARE | LOCKSETS | Bored, chrome plated latchset, passage or closet | EA | 233
087100202290 | DOORS AND WINDOWS | HARDWARE | LOCKSETS | Bored, chrome plated, lockset, privacy | EA | 316
087100202300 | DOORS AND WINDOWS | HARDWARE | LOCKSETS | Bored, chrome plated, lockset, entry lock | EA | 346
087100202320 | DOORS AND WINDOWS | HARDWARE | LOCKSETS | Bored, chrome plated, lockset, classroom lock | EA | 346
087100202330 | DOORS AND WINDOWS | HARDWARE | LOCKSETS | Bored, chrome plated, lockset, corridor lock | EA | 346
087100204020 | DOORS AND WINDOWS | HARDWARE | LOCKSETS | Exit lock with alarm, single door | EA | 881
087100204050 | DOORS AND WINDOWS | HARDWARE | LOCKSETS | Electric strike, rim mounted wrought steel | EA | 793
087100204060 | DOORS AND WINDOWS | HARDWARE | LOCKSETS | Electric strike, mortised, wrought steel with bronze | EA | 561
087100204070 | DOORS AND WINDOWS | HARDWARE | LOCKSETS | Dead bolt, bored, wrought brass, keyed both sides | EA | 263
087100204080 | DOORS AND WINDOWS | HARDWARE | LOCKSETS | Dead bolt, mortised, cast brass | EA | 472
087100204090 | DOORS AND WINDOWS | HARDWARE | LOCKSETS | Lockset, cipher, mechanical | EA | 796
087100205010 | DOORS AND WINDOWS | HARDWARE | LOCKSETS | Cabinet drawer/door lock, min. | EA | 9.9
087100205020 | DOORS AND WINDOWS | HARDWARE | LOCKSETS | Cabinet drawer/door lock, avg. | EA | 18.7
087100205030 | DOORS AND WINDOWS | HARDWARE | LOCKSETS | Cabinet drawer/door lock, max. | EA | 38.5
087100205050 | DOORS AND WINDOWS | HARDWARE | LOCKSETS | Electric strike, SS, for mortise or cylindrical locks | EA | 674
087100205100 | DOORS AND WINDOWS | HARDWARE | LOCKSETS | Meeting astragals, split stile, 5/8" brush, alum. | EA | 73.13
087100205200 | DOORS AND WINDOWS | HARDWARE | LOCKSETS | Door sweep, 2-1/2" brush, aluminum | EA | 84.13
087100302610 | DOORS AND WINDOWS | HARDWARE | CLOSERS | Door closer, surf mount, parallel arm, standard | EA | 348
087100302620 | DOORS AND WINDOWS | HARDWARE | CLOSERS | Door closer, surf mount, parallel arm, heavy duty | EA | 391
087100302630 | DOORS AND WINDOWS | HARDWARE | CLOSERS | Door close, modern type, parallel arm, standard | EA | 397
087100302632 | DOORS AND WINDOWS | HARDWARE | CLOSERS | Door close, for delayed action, add | EA | 239
087100302634 | DOORS AND WINDOWS | HARDWARE | CLOSERS | Door close, for AVB, average, add | EA | 495
087100302650 | DOORS AND WINDOWS | HARDWARE | CLOSERS | Door closer, oh, conceal, pivot hung, 1 action, interio | EA | 563
087100302660 | DOORS AND WINDOWS | HARDWARE | CLOSERS | Door closer, oh, conceal, pivot hung, 1 action, exterio | EA | 778
087100302670 | DOORS AND WINDOWS | HARDWARE | CLOSERS | Door closer, flr conceal, 1 acting, offset, pivot, int | EA | 1016
087100302680 | DOORS AND WINDOWS | HARDWARE | CLOSERS | Door closer, flr conceal, 1 acting, offset, pivot, ext | EA | 1218
087100303100 | DOORS AND WINDOWS | HARDWARE | CLOSERS | Exit device, push, surface, rated, narrow stile, anodized | EA | 2082
087100303110 | DOORS AND WINDOWS | HARDWARE | CLOSERS | Exit device, push, surface, rated, narrow stile, satin fin. | EA | 1972
087100303140 | DOORS AND WINDOWS | HARDWARE | CLOSERS | Exit device, push, surface, rated, narrow stile, chrome | EA | 2522
087100303400 | DOORS AND WINDOWS | HARDWARE | CLOSERS | Exit device, lever trim, cylinder, anodized, add | EA | 495
087100303450 | DOORS AND WINDOWS | HARDWARE | CLOSERS | Exit device, night latch pull, add | EA | 503
087100303470 | DOORS AND WINDOWS | HARDWARE | CLOSERS | Exit device, Steel mullion, removable, for panic rim, add | EA | 627
087100401100 | DOORS AND WINDOWS | HARDWARE | DOOR TRIM | Door bumper, bronze, wall type | EA | 22.81
087100401101 | DOORS AND WINDOWS | HARDWARE | DOOR TRIM | Door bumper, aluminum, wall type | EA | 21.86
087100401105 | DOORS AND WINDOWS | HARDWARE | DOOR TRIM | Door bumper, bronze, wall type, 4"D, rubber pad, alum | EA | 28.26
087100401110 | DOORS AND WINDOWS | HARDWARE | DOOR TRIM | Door bumper, bronze, floor type, aluminum | EA | 24.21
087100401120 | DOORS AND WINDOWS | HARDWARE | DOOR TRIM | Door bumper, bronze, floor type, brass | EA | 25.81
087100401140 | DOORS AND WINDOWS | HARDWARE | DOOR TRIM | Door holders, wall type, bronze | EA | 61.82
087100401160 | DOORS AND WINDOWS | HARDWARE | DOOR TRIM | Door holders, wall type, bronze, overhead | EA | 79.06
087100401180 | DOORS AND WINDOWS | HARDWARE | DOOR TRIM | Door holders, wall type, bronze, floor type | EA | 79.06
087100401200 | DOORS AND WINDOWS | HARDWARE | DOOR TRIM | Door holders, wall type, bronze, plunger type | EA | 77.83
087100401240 | DOORS AND WINDOWS | HARDWARE | DOOR TRIM | Door holders, wall type, aluminum | EA | 76.76
087100401520 | DOORS AND WINDOWS | HARDWARE | DOOR TRIM | Surface bolt | EA | 48.36
087100401601 | DOORS AND WINDOWS | HARDWARE | DOOR TRIM | Panic device, unlabeled rim with thumb | EA | 861
087100401610 | DOORS AND WINDOWS | HARDWARE | DOOR TRIM | Panic device, mortise | EA | 1031
087100401620 | DOORS AND WINDOWS | HARDWARE | DOOR TRIM | Panic device, vertical rod | EA | 1453
087100401630 | DOORS AND WINDOWS | HARDWARE | DOOR TRIM | Panic device, labeled, rim type | EA | 1066
087100401640 | DOORS AND WINDOWS | HARDWARE | DOOR TRIM | Panic device, labeled, mortise | EA | 1330
087100401650 | DOORS AND WINDOWS | HARDWARE | DOOR TRIM | Panic device, labeled, vertical rod | EA | 1406
087100402070 | DOORS AND WINDOWS | HARDWARE | DOOR TRIM | Silencers, rubber type | EA | 2.2
087100402080 | DOORS AND WINDOWS | HARDWARE | DOOR TRIM | Dust proof strike with plate, brass | EA | 46.32
087100402090 | DOORS AND WINDOWS | HARDWARE | DOOR TRIM | Flush bolt, lever extension, brass, rated | EA | 51.24
087100402100 | DOORS AND WINDOWS | HARDWARE | DOOR TRIM | Surface bolt with strike, brass, 6" long | EA | 42.74
087100402250 | DOORS AND WINDOWS | HARDWARE | DOOR TRIM | Door coordinator, labeled, brass, satin chrome | EA | 185
087100402310 | DOORS AND WINDOWS | HARDWARE | DOOR TRIM | Kick plate, aluminum, 10"x 28" | EA | 71.85
087100402320 | DOORS AND WINDOWS | HARDWARE | DOOR TRIM | Kick plate, aluminum, 10"x 30" | EA | 74.94
087100402330 | DOORS AND WINDOWS | HARDWARE | DOOR TRIM | Kick plate, aluminum, 10"x 34" | EA | 78.04
087100402340 | DOORS AND WINDOWS | HARDWARE | DOOR TRIM | Kick plate, aluminum, 10"x 38" | EA | 81.13
087100402360 | DOORS AND WINDOWS | HARDWARE | DOOR TRIM | Push plate, 0.05" thick, 4"x 16", alum | EA | 30.43
087100402371 | DOORS AND WINDOWS | HARDWARE | DOOR TRIM | Push plate, 0.05" thick, 4"x 16", bronze | EA | 60.91
087100402380 | DOORS AND WINDOWS | HARDWARE | DOOR TRIM | Push plate, 0.05" thick, 4"x 16", St Steel | EA | 52.12
087100402385 | DOORS AND WINDOWS | HARDWARE | DOOR TRIM | Armor plate, 40" x 34" | EA | 131
087100402390 | DOORS AND WINDOWS | HARDWARE | DOOR TRIM | Pull handle, 4" x 16", .050, aluminum | EA | 86.11
087100402400 | DOORS AND WINDOWS | HARDWARE | DOOR TRIM | Pull handle, 4" x 16", .050, bronze | EA | 152
087100402420 | DOORS AND WINDOWS | HARDWARE | DOOR TRIM | Pull handle, 4" x 16", .050, stainless steel | EA | 119
087100402430 | DOORS AND WINDOWS | HARDWARE | DOOR TRIM | Hasp assembly, 3" | EA | 18.32
087100402440 | DOORS AND WINDOWS | HARDWARE | DOOR TRIM | Hasp assembly, 4-1/2" | EA | 24.04
087100402450 | DOORS AND WINDOWS | HARDWARE | DOOR TRIM | Hasp assembly, 6" | EA | 32.69
087100402730 | DOORS AND WINDOWS | HARDWARE | DOOR TRIM | Electro-magnetic door holder, wall mounted | EA | 532
087100402740 | DOORS AND WINDOWS | HARDWARE | DOOR TRIM | Electro-magnetic door holder, floor mounted | EA | 730
087100402800 | DOORS AND WINDOWS | HARDWARE | DOOR TRIM | Smoke detector door holder, photo electric type | EA | 577
087100402810 | DOORS AND WINDOWS | HARDWARE | DOOR TRIM | Smoke detector door holder, ionization type | EA | 577
087100405110 | DOORS AND WINDOWS | HARDWARE | DOOR TRIM | Pneumatic optors, rubber mat activated, swing, single | EA | 6177
087100405120 | DOORS AND WINDOWS | HARDWARE | DOOR TRIM | Pneumatic optors, rubber mat activated, swing, double | EA | 9718
087100405130 | DOORS AND WINDOWS | HARDWARE | DOOR TRIM | Pneumatic optors, rubber mat activated, sliding, Sngl | EA | 6763
087100405140 | DOORS AND WINDOWS | HARDWARE | DOOR TRIM | Pneumatic optors, rubber mat activated, sliding, dbl | EA | 9843
087100600140 | DOORS AND WINDOWS | HARDWARE | WEATHERSTRIPPING | Weatherstrip, metal strip w/neoprene bulb, std | LF | 9.82
087100600160 | DOORS AND WINDOWS | HARDWARE | WEATHERSTRIPPING | Weatherstrip, metal strip w/neoprene bulb, hd | LF | 10.97
087100604000 | DOORS AND WINDOWS | HARDWARE | WEATHERSTRIPPING | Weatherstrip, metal, neoprene bulb, spring, metal door | EA | 263
087100604010 | DOORS AND WINDOWS | HARDWARE | WEATHERSTRIPPING | Weatherstrip, metal, neoprene bulb, spring, wood door | EA | 331
087100604020 | DOORS AND WINDOWS | HARDWARE | WEATHERSTRIPPING | Weatherstrip, sponge type with adhesive backing | EA | 136
087100604030 | DOORS AND WINDOWS | HARDWARE | WEATHERSTRIPPING | Astragal, 1-3/4"x13 ga, aluminum | LF | 14.03
087100604040 | DOORS AND WINDOWS | HARDWARE | WEATHERSTRIPPING | Astragal, 1-3/8"x5/8", oak | LF | 11.31
087100604510 | DOORS AND WINDOWS | HARDWARE | WEATHERSTRIPPING | Threshold, bronze | LF | 77.31
087100604520 | DOORS AND WINDOWS | HARDWARE | WEATHERSTRIPPING | Threshold, aluminum, plain | LF | 46.64
087100604525 | DOORS AND WINDOWS | HARDWARE | WEATHERSTRIPPING | Threshold, aluminum, vinyl insert | LF | 47.27
087100604530 | DOORS AND WINDOWS | HARDWARE | WEATHERSTRIPPING | Threshold, aluminum, w/grit | LF | 45.96
087100604535 | DOORS AND WINDOWS | HARDWARE | WEATHERSTRIPPING | Threshold, steel, plain | LF | 45.73
087100604540 | DOORS AND WINDOWS | HARDWARE | WEATHERSTRIPPING | Threshold, steel, interlocking | LF | 102
088100100800 | DOORS AND WINDOWS | GLAZING | GLASS GLAZING | Sheet glass, 1/8" thick | SF | 13.65
088100101020 | DOORS AND WINDOWS | GLAZING | GLASS GLAZING | Plate glass, bronze or grey, 1 side, 1/4" thick | SF | 20.77
088100101040 | DOORS AND WINDOWS | GLAZING | GLASS GLAZING | Plate glass, 1/4" thick, clear | SF | 17.87
088100101060 | DOORS AND WINDOWS | GLAZING | GLASS GLAZING | Plate glass, 1/4" thick, polished | SF | 19.81
088100102000 | DOORS AND WINDOWS | GLAZING | GLASS GLAZING | Plexiglass, 1/8" thick | SF | 13.35
088100102020 | DOORS AND WINDOWS | GLAZING | GLASS GLAZING | Plexiglass, 1/4" thick | SF | 15.08
088100103010 | DOORS AND WINDOWS | GLAZING | GLASS GLAZING | Float glass, clear, 3/16" thick | SF | 13.94
088100103020 | DOORS AND WINDOWS | GLAZING | GLASS GLAZING | Float glass, clear, 1/4" thick | SF | 14.71
088100103030 | DOORS AND WINDOWS | GLAZING | GLASS GLAZING | Float glass, clear, 5/16" thick | SF | 21.72
088100103040 | DOORS AND WINDOWS | GLAZING | GLASS GLAZING | Float glass, clear, 3/8" thick | SF | 24.76
088100103050 | DOORS AND WINDOWS | GLAZING | GLASS GLAZING | Float glass, clear, 1/2" thick | SF | 38.1
088100103060 | DOORS AND WINDOWS | GLAZING | GLASS GLAZING | Float glass, clear, 5/8" thick | SF | 48.68
088100103070 | DOORS AND WINDOWS | GLAZING | GLASS GLAZING | Float glass, clear, 3/4" thick | SF | 55.73
088100103080 | DOORS AND WINDOWS | GLAZING | GLASS GLAZING | Float glass, clear, 1" thick | SF | 89.26
088100103120 | DOORS AND WINDOWS | GLAZING | GLASS GLAZING | Plate glass, polished, twin ground, 3/16" thick | SF | 16.6
088100103130 | DOORS AND WINDOWS | GLAZING | GLASS GLAZING | Plate glass, polished, twin ground, 1/4" thick | SF | 17.23
088100103140 | DOORS AND WINDOWS | GLAZING | GLASS GLAZING | Plate glass, polished, twin ground, 3/8" thick | SF | 25.92
088100103150 | DOORS AND WINDOWS | GLAZING | GLASS GLAZING | Plate glass, polished, twin ground, 1/2" thick | SF | 39.01
088100103220 | DOORS AND WINDOWS | GLAZING | GLASS GLAZING | Total, full vision, glass window, to 10' hi, minimum | SF | 85.36
088100103222 | DOORS AND WINDOWS | GLAZING | GLASS GLAZING | Total, full vision, glass window, to 10' hi, average | SF | 106
088100103224 | DOORS AND WINDOWS | GLAZING | GLASS GLAZING | Total, full vision, glass window, to 10' hi, maximum | SF | 123
088100103230 | DOORS AND WINDOWS | GLAZING | GLASS GLAZING | Total, full vision, glass window, to 10'-20' hi, min | SF | 98.93
088100103240 | DOORS AND WINDOWS | GLAZING | GLASS GLAZING | Total, full vision, glass window, to 10'-20' hi, avg | SF | 116
088100103250 | DOORS AND WINDOWS | GLAZING | GLASS GLAZING | Total, full vision, glass window, to 10'-20' hi, max | SF | 140
088100105020 | DOORS AND WINDOWS | GLAZING | GLASS GLAZING | Insulated glass, bronze or gray, 1/2" thick | SF | 33.63
088100105040 | DOORS AND WINDOWS | GLAZING | GLASS GLAZING | Insulated glass, bronze or gray, 1" thick | SF | 44.24
088100105100 | DOORS AND WINDOWS | GLAZING | GLASS GLAZING | Spandrel glass, bronze or grey, polished, 1 side, 1/4" | SF | 23.38
088100106020 | DOORS AND WINDOWS | GLAZING | GLASS GLAZING | Tempered glass, clear sheet glass, 1/8" thick | SF | 15.48
088100106030 | DOORS AND WINDOWS | GLAZING | GLASS GLAZING | Tempered glass, clear sheet glass, 3/16" thick | SF | 19.52
088100106050 | DOORS AND WINDOWS | GLAZING | GLASS GLAZING | Clear float glass, 1/4" thick | SF | 18.27
088100106060 | DOORS AND WINDOWS | GLAZING | GLASS GLAZING | Clear float glass, 5/16" thick | SF | 28.68
088100106070 | DOORS AND WINDOWS | GLAZING | GLASS GLAZING | Clear float glass, 3/8" thick | SF | 35.3
088100106080 | DOORS AND WINDOWS | GLAZING | GLASS GLAZING | Clear float glass, 1/2" thick | SF | 47.77
088100106090 | DOORS AND WINDOWS | GLAZING | GLASS GLAZING | Clear float glass, 5/8" thick | SF | 55.09
088100106100 | DOORS AND WINDOWS | GLAZING | GLASS GLAZING | Clear float glass, 3/4" thick | SF | 75.23
088100106180 | DOORS AND WINDOWS | GLAZING | GLASS GLAZING | Tinted float glass, 3/16" thick | SF | 20.02
088100106200 | DOORS AND WINDOWS | GLAZING | GLASS GLAZING | Tinted float glass, 1/4" thick | SF | 21.91
088100106210 | DOORS AND WINDOWS | GLAZING | GLASS GLAZING | Tinted float glass, 3/8" thick | SF | 37.58
088100106220 | DOORS AND WINDOWS | GLAZING | GLASS GLAZING | Tinted float glass, 1/2" thick | SF | 50.05
088100106530 | DOORS AND WINDOWS | GLAZING | GLASS GLAZING | Laminated glass, 1/4", two lites, 1/8" thick, clear | SF | 21.31
088100106550 | DOORS AND WINDOWS | GLAZING | GLASS GLAZING | Laminated glass, 1/2", two lites, 1/4" thick, clear | SF | 35.77
088100106570 | DOORS AND WINDOWS | GLAZING | GLASS GLAZING | Laminated glass, 1/2", two lites, 1/4" thick, tinted | SF | 39.65
088100106840 | DOORS AND WINDOWS | GLAZING | GLASS GLAZING | Insul glass, float, clear, 1/2" thick | SF | 27.82
088100106850 | DOORS AND WINDOWS | GLAZING | GLASS GLAZING | Insul glass, float, clear, 5/8" thick | SF | 32.78
088100106860 | DOORS AND WINDOWS | GLAZING | GLASS GLAZING | Insul glass, float, clear, 3/4" thick | SF | 38.54
088100106870 | DOORS AND WINDOWS | GLAZING | GLASS GLAZING | Insul glass, float, clear, 7/8" thick | SF | 42.53
088100106880 | DOORS AND WINDOWS | GLAZING | GLASS GLAZING | Insul glass, float, clear, 1" thick | SF | 52.64
088100106890 | DOORS AND WINDOWS | GLAZING | GLASS GLAZING | Insul glass, seal edge, 3/8" thick | SF | 25.63
088100106900 | DOORS AND WINDOWS | GLAZING | GLASS GLAZING | Insul glass, tinted, 1/2" thick | SF | 42.72
088100106910 | DOORS AND WINDOWS | GLAZING | GLASS GLAZING | Insul glass, tinted, 1" thick | SF | 58.69
088100106930 | DOORS AND WINDOWS | GLAZING | GLASS GLAZING | Insul glass, tempered, clear, 1" thick | SF | 74.78
088100106950 | DOORS AND WINDOWS | GLAZING | GLASS GLAZING | Insul glass, tempered, clear, wire reinforced | SF | 87.63
088100107210 | DOORS AND WINDOWS | GLAZING | GLASS GLAZING | Mirror, plate, 1/4" thick, 15 Sf | SF | 23.64
088100107220 | DOORS AND WINDOWS | GLAZING | GLASS GLAZING | Mirror, plate, 1/4" thick, over 15 Sf | SF | 21.61
088100107230 | DOORS AND WINDOWS | GLAZING | GLASS GLAZING | Mirror, door type, 1/4" thick | SF | 24.28
088100107240 | DOORS AND WINDOWS | GLAZING | GLASS GLAZING | Mirror, transparent, one way vision, 1/4" thick | SF | 34.44
088100107260 | DOORS AND WINDOWS | GLAZING | GLASS GLAZING | Sheet mirror glass, 3/16" thick | SF | 19.12
088100107270 | DOORS AND WINDOWS | GLAZING | GLASS GLAZING | Sheet mirror glass, 1/4" thick | SF | 18.33
088100107310 | DOORS AND WINDOWS | GLAZING | GLASS GLAZING | Mirror, wall tiles, 12" x 12", clear glass | SF | 8.3
088100107320 | DOORS AND WINDOWS | GLAZING | GLASS GLAZING | Mirror, wall tiles, 12" x 12", veined glass | SF | 9.29
088100108810 | DOORS AND WINDOWS | GLAZING | GLASS GLAZING | Wire glass, 1/4" thick, clear | SF | 49.58
088100108820 | DOORS AND WINDOWS | GLAZING | GLASS GLAZING | Wire glass, 1/4" thick, hammered | SF | 49.7
088100108840 | DOORS AND WINDOWS | GLAZING | GLASS GLAZING | Wire glass, 1/4" thick, obscure | SF | 53.34
088100108930 | DOORS AND WINDOWS | GLAZING | GLASS GLAZING | Bullet resistant glass, 1-3/16" thick, to 15 sf | SF | 167
088100108940 | DOORS AND WINDOWS | GLAZING | GLASS GLAZING | Bullet resistant glass, 1-3/16" thick, over 15 sf | SF | 177
088100108950 | DOORS AND WINDOWS | GLAZING | GLASS GLAZING | Bullet resistant glass, 2" thick, to 15 sf | SF | 240
088100108960 | DOORS AND WINDOWS | GLAZING | GLASS GLAZING | Bullet resistant glass, 2" thick, over 15 sf | SF | 243
088100109530 | DOORS AND WINDOWS | GLAZING | GLASS GLAZING | Glazing accessories, neoprene gaskets, 1/4" glass | LF | 3.89
088100109540 | DOORS AND WINDOWS | GLAZING | GLASS GLAZING | Glazing accessories, neoprene gaskets, 3/8" glass | LF | 4.09
088100109550 | DOORS AND WINDOWS | GLAZING | GLASS GLAZING | Glazing accessories, neoprene gaskets, 1/2" glass | LF | 4.28
088100109560 | DOORS AND WINDOWS | GLAZING | GLASS GLAZING | Glazing accessories, neoprene gaskets, 3/4" glass | LF | 4.73
088100109570 | DOORS AND WINDOWS | GLAZING | GLASS GLAZING | Glazing accessories, neoprene gaskets, 1" glass | LF | 5.27
088100109590 | DOORS AND WINDOWS | GLAZING | GLASS GLAZING | Glazing accessories, mullion section, 1/4" glass | LF | 2.37
088100109600 | DOORS AND WINDOWS | GLAZING | GLASS GLAZING | Glazing accessories, mullion section, 3/8" glass | LF | 2.97
088100109610 | DOORS AND WINDOWS | GLAZING | GLASS GLAZING | Glazing accessories, mullion section, 1/2" glass | LF | 3.67
088100109620 | DOORS AND WINDOWS | GLAZING | GLASS GLAZING | Glazing accessories, mullion section, 3/4" glass | LF | 4.69
088100109630 | DOORS AND WINDOWS | GLAZING | GLASS GLAZING | Glazing accessories, mullion section, 1" glass | LF | 5.89
088100109640 | DOORS AND WINDOWS | GLAZING | GLASS GLAZING | Moulded corners | EA | 57.98
089100100100 | DOORS AND WINDOWS | LOUVERS AND VENTS | VENTS AND WALL LOUVERS | Block vent, 8"x 16"x 4" alum, w/screen, mill finish | EA | 241
089100101200 | DOORS AND WINDOWS | LOUVERS AND VENTS | VENTS AND WALL LOUVERS | Vents w/screen, 4"deep, 8"wide, 5" high, standard | EA | 144
089100101220 | DOORS AND WINDOWS | LOUVERS AND VENTS | VENTS AND WALL LOUVERS | Vents w/screen, 4" deep, 8" wide, 5" high, modular | EA | 162
089100102000 | DOORS AND WINDOWS | LOUVERS AND VENTS | VENTS AND WALL LOUVERS | Vents w/screen, alum gable louvers | SF | 38.86
089100102020 | DOORS AND WINDOWS | LOUVERS AND VENTS | VENTS AND WALL LOUVERS | Vent screen aluminum, 4" wide, continuous | LF | 10.04
089100102060 | DOORS AND WINDOWS | LOUVERS AND VENTS | VENTS AND WALL LOUVERS | Grilles and louvers, fixed, 4 through 10 sf | SF | 56.18
089100102080 | DOORS AND WINDOWS | LOUVERS AND VENTS | VENTS AND WALL LOUVERS | Grilles and louvers, fixed, Over 10 sf | SF | 60.51
089100102220 | DOORS AND WINDOWS | LOUVERS AND VENTS | VENTS AND WALL LOUVERS | Movable type louvers, 4 through 10 sf | SF | 63.96
089100102240 | DOORS AND WINDOWS | LOUVERS AND VENTS | VENTS AND WALL LOUVERS | Movable type louvers, Over 10 sf | SF | 65.72
089100103000 | DOORS AND WINDOWS | LOUVERS AND VENTS | VENTS AND WALL LOUVERS | Louvers, alum, anodized, fixed blade, horiz line | SF | 94.27
089100103020 | DOORS AND WINDOWS | LOUVERS AND VENTS | VENTS AND WALL LOUVERS | Louvers, alum, anodized, fixed blade, vertical line | SF | 94.27
089100103060 | DOORS AND WINDOWS | LOUVERS AND VENTS | VENTS AND WALL LOUVERS | Wall louver, alum, mill finish, under 2 Sf | SF | 66.21
089100103080 | DOORS AND WINDOWS | LOUVERS AND VENTS | VENTS AND WALL LOUVERS | Wall louver, alum, mill finish, 2-4 Sf | SF | 58.24
089100103090 | DOORS AND WINDOWS | LOUVERS AND VENTS | VENTS AND WALL LOUVERS | Wall louver, alum, mill finish, 5-10 Sf | SF | 55.18
089100103120 | DOORS AND WINDOWS | LOUVERS AND VENTS | VENTS AND WALL LOUVERS | Wall louver, galv steel, under 2 Sf | SF | 63.16
089100103140 | DOORS AND WINDOWS | LOUVERS AND VENTS | VENTS AND WALL LOUVERS | Wall louver, galv steel, 2-4 Sf | SF | 45.6
089100103160 | DOORS AND WINDOWS | LOUVERS AND VENTS | VENTS AND WALL LOUVERS | Wall louver, galv steel, 5-10 Sf | SF | 43.36
089100104050 | DOORS AND WINDOWS | LOUVERS AND VENTS | VENTS AND WALL LOUVERS | Alum louvers, res, fixed, w/screen, 8"x 8" | EA | 73.42
089100104060 | DOORS AND WINDOWS | LOUVERS AND VENTS | VENTS AND WALL LOUVERS | Alum louvers, res, fixed, w/screen, 12"x 12" | EA | 76.7
089100104080 | DOORS AND WINDOWS | LOUVERS AND VENTS | VENTS AND WALL LOUVERS | Alum louvers, res, fixed, w/screen, 12"x 18" | EA | 83.65
089100104100 | DOORS AND WINDOWS | LOUVERS AND VENTS | VENTS AND WALL LOUVERS | Alum louvers, res, fixed, w/screen, 14"x 24" | EA | 102
089100104120 | DOORS AND WINDOWS | LOUVERS AND VENTS | VENTS AND WALL LOUVERS | Alum louvers, res, fixed, w/screen, 18"x 24" | EA | 110
089100104140 | DOORS AND WINDOWS | LOUVERS AND VENTS | VENTS AND WALL LOUVERS | Alum louvers, res, fixed, w/screen, 30"x 24" | EA | 139
089126100120 | DOORS AND WINDOWS | LOUVERS AND VENTS | DOOR LOUVERS | Door louver, 1" thick, enameled steel, 8"x 8" | EA | 82.5
089126100140 | DOORS AND WINDOWS | LOUVERS AND VENTS | DOOR LOUVERS | Door louver, 1" thick, enameled steel, 12"x 8" | EA | 93.23
089126100160 | DOORS AND WINDOWS | LOUVERS AND VENTS | DOOR LOUVERS | Door louver, 1" thick, enameled steel, 12"x 12" | EA | 105
089126100180 | DOORS AND WINDOWS | LOUVERS AND VENTS | DOOR LOUVERS | Door louver, 1" thick, enameled steel, 16"x 12" | EA | 146
089126100200 | DOORS AND WINDOWS | LOUVERS AND VENTS | DOOR LOUVERS | Door louver, 1" thick, enameled steel, 18"x 12" | EA | 154
089126100220 | DOORS AND WINDOWS | LOUVERS AND VENTS | DOOR LOUVERS | Door louver, 1" thick, enameled steel, 20"x 8" | EA | 160
089126100240 | DOORS AND WINDOWS | LOUVERS AND VENTS | DOOR LOUVERS | Door louver, 1" thick, enameled steel, 20"x 12" | EA | 192
089126100260 | DOORS AND WINDOWS | LOUVERS AND VENTS | DOOR LOUVERS | Door louver, 1" thick, enameled steel, 20"x 16" | EA | 202
089126100270 | DOORS AND WINDOWS | LOUVERS AND VENTS | DOOR LOUVERS | Door louver, 1" thick, enameled steel, 20"x 20" | EA | 214
089126100280 | DOORS AND WINDOWS | LOUVERS AND VENTS | DOOR LOUVERS | Door louver, 1" thick, enameled steel, 24"x 12" | EA | 178
089126100290 | DOORS AND WINDOWS | LOUVERS AND VENTS | DOOR LOUVERS | Door louver, 1" thick, enameled steel, 24"x 16" | EA | 188
089126100300 | DOORS AND WINDOWS | LOUVERS AND VENTS | DOOR LOUVERS | Door louver, 1" thick, enameled steel, 24"x 18" | EA | 216
089126100320 | DOORS AND WINDOWS | LOUVERS AND VENTS | DOOR LOUVERS | Door louver, 1" thick, enameled steel, 24"x 20" | EA | 227
089126100340 | DOORS AND WINDOWS | LOUVERS AND VENTS | DOOR LOUVERS | Door louver, 1" thick, enameled steel, 24"x 24" | EA | 230
089126100390 | DOORS AND WINDOWS | LOUVERS AND VENTS | DOOR LOUVERS | Door louver, 1" thick, enameled steel, 26"x 26" | EA | 278
092116100062 | FINISHES | SUPPORT SYSTEMS | METAL STUDS | Metal stud, 20 ga, 1-5/8", 12" oc | SF | 2.62
092116100063 | FINISHES | SUPPORT SYSTEMS | METAL STUDS | Metal stud, 20 ga, 1-5/8", 16" oc | SF | 2.1
092116100065 | FINISHES | SUPPORT SYSTEMS | METAL STUDS | Metal stud, 25 ga, 1-5/8", 12" oc | SF | 2.54
092116100066 | FINISHES | SUPPORT SYSTEMS | METAL STUDS | Metal stud, 25 ga, 1-5/8", 16" oc | SF | 2.05
092116100100 | FINISHES | SUPPORT SYSTEMS | METAL STUDS | Metal stud, 20 ga, 2-1/2", 12" oc | SF | 2.73
092116100102 | FINISHES | SUPPORT SYSTEMS | METAL STUDS | Metal stud, 20 ga, 2-1/2", 16" oc | SF | 2.14
092116100120 | FINISHES | SUPPORT SYSTEMS | METAL STUDS | Metal stud, 25 ga, 2-1/2", 12" oc | SF | 2.64
092116100122 | FINISHES | SUPPORT SYSTEMS | METAL STUDS | Metal stud, 25 ga, 2-1/2", 16" oc | SF | 2.07
092116100124 | FINISHES | SUPPORT SYSTEMS | METAL STUDS | Metal stud, 25 ga, 2-1/2", 24" oc | SF | 1.61
092116100140 | FINISHES | SUPPORT SYSTEMS | METAL STUDS | Metal stud, 20 ga, 3-5/8", 12" oc | SF | 3.95
092116100142 | FINISHES | SUPPORT SYSTEMS | METAL STUDS | Metal stud, 20 ga, 3-5/8", 16" oc | SF | 3.07
092116100144 | FINISHES | SUPPORT SYSTEMS | METAL STUDS | Metal stud, 20 ga, 3-5/8", 24" oc | SF | 2.31
092116100180 | FINISHES | SUPPORT SYSTEMS | METAL STUDS | Metal stud, 25 ga, 3-5/8", 12" oc | SF | 3.03
092116100182 | FINISHES | SUPPORT SYSTEMS | METAL STUDS | Metal stud, 25 ga, 3-5/8", 16" oc | SF | 2.38
092116100184 | FINISHES | SUPPORT SYSTEMS | METAL STUDS | Metal stud, 25 ga, 3-5/8", 24" oc | SF | 1.85
092116100190 | FINISHES | SUPPORT SYSTEMS | METAL STUDS | Metal stud, 20 ga, 4", 12" oc | SF | 3.63
092116100192 | FINISHES | SUPPORT SYSTEMS | METAL STUDS | Metal stud, 20 ga, 4", 16" oc | SF | 2.83
092116100194 | FINISHES | SUPPORT SYSTEMS | METAL STUDS | Metal stud, 20 ga, 4", 24" oc | SF | 2.15
092116100200 | FINISHES | SUPPORT SYSTEMS | METAL STUDS | Metal stud, 25 ga, 4", 12" oc | SF | 3.26
092116100202 | FINISHES | SUPPORT SYSTEMS | METAL STUDS | Metal stud, 25 ga, 4", 16" oc | SF | 2.56
092116100204 | FINISHES | SUPPORT SYSTEMS | METAL STUDS | Metal stud, 25 ga, 4", 24" oc | SF | 1.97
092116100220 | FINISHES | SUPPORT SYSTEMS | METAL STUDS | Metal stud, 20 ga, 6", 12" oc | SF | 4.25
092116100222 | FINISHES | SUPPORT SYSTEMS | METAL STUDS | Metal stud, 20 ga, 6", 16" oc | SF | 3.32
092116100224 | FINISHES | SUPPORT SYSTEMS | METAL STUDS | Metal stud, 20 ga, 6", 24" oc | SF | 2.55
092116100240 | FINISHES | SUPPORT SYSTEMS | METAL STUDS | Metal stud, 25 ga, 6", 2" oc | SF | 3.86
092116100242 | FINISHES | SUPPORT SYSTEMS | METAL STUDS | Metal stud, 25 ga, 6", 16" oc | SF | 3.03
092116100244 | FINISHES | SUPPORT SYSTEMS | METAL STUDS | Metal stud, 25 ga, 6", 24" oc | SF | 2.35
092116100310 | FINISHES | SUPPORT SYSTEMS | METAL STUDS | Metal track, 20 ga, 1-5/8" | LF | 2
092116100320 | FINISHES | SUPPORT SYSTEMS | METAL STUDS | Metal track, 20 ga, 2-1/2" | LF | 2.04
092116100330 | FINISHES | SUPPORT SYSTEMS | METAL STUDS | Metal track, 20 ga, 3-5/8" | LF | 2.15
092116100340 | FINISHES | SUPPORT SYSTEMS | METAL STUDS | Metal track, 20 ga, 4" | LF | 2.46
092116100350 | FINISHES | SUPPORT SYSTEMS | METAL STUDS | Metal track, 20 ga, 6" | LF | 2.57
092116100410 | FINISHES | SUPPORT SYSTEMS | METAL STUDS | Metal track, 25 ga, 1-5/8" | LF | 1.95
092116100415 | FINISHES | SUPPORT SYSTEMS | METAL STUDS | Metal track, 25 ga, 2-1/2" | LF | 1.97
092116100420 | FINISHES | SUPPORT SYSTEMS | METAL STUDS | Metal track, 25 ga, 3-5/8" | LF | 2
092116100430 | FINISHES | SUPPORT SYSTEMS | METAL STUDS | Metal track, 25 ga, 4" | LF | 2.18
092116100440 | FINISHES | SUPPORT SYSTEMS | METAL STUDS | Metal track, 25 ga, 6" | LF | 2.28
092116101000 | FINISHES | SUPPORT SYSTEMS | METAL STUDS | Metal stud, ld bear, 16 ga, galv, 3-5/8", 12" oc | SF | 6.15
092116101020 | FINISHES | SUPPORT SYSTEMS | METAL STUDS | Metal stud, ld bear, 16 ga, galv, 3-5/8", 16" oc | SF | 5.28
092116101130 | FINISHES | SUPPORT SYSTEMS | METAL STUDS | Metal stud, ld bear, 18 ga, galv, 3-5/8", 12" oc | SF | 5.63
092116101140 | FINISHES | SUPPORT SYSTEMS | METAL STUDS | Metal stud, ld bear, 18 ga, galv, 3-5/8", 16" oc | SF | 4.83
092116101150 | FINISHES | SUPPORT SYSTEMS | METAL STUDS | Metal stud, ld bear, 16 ga, galv, 4", 12" oc | SF | 6.29
092116101160 | FINISHES | SUPPORT SYSTEMS | METAL STUDS | Metal stud, ld bear, 16 ga, galv, 4", 16" oc | SF | 5.34
092116102000 | FINISHES | SUPPORT SYSTEMS | METAL STUDS | Metal stud, ld bear, 16 ga, galv, 6", 12" oc | SF | 6.86
092116102001 | FINISHES | SUPPORT SYSTEMS | METAL STUDS | Metal stud, ld bear, 16 ga, galv, 6", 16" oc | SF | 5.78
092116103170 | FINISHES | SUPPORT SYSTEMS | METAL STUDS | Furring, on beams & columns, 7/8" channel | LF | 6.1
092116103180 | FINISHES | SUPPORT SYSTEMS | METAL STUDS | Furring, on beams & columns, 1-5/8" channel | LF | 7.07
092116104480 | FINISHES | SUPPORT SYSTEMS | METAL STUDS | Furring, on ceilings, 3/4" channel, 12" oc | SF | 3.87
092116104490 | FINISHES | SUPPORT SYSTEMS | METAL STUDS | Furring, on ceilings, 3/4" channel, 16" oc | SF | 3.61
092116104495 | FINISHES | SUPPORT SYSTEMS | METAL STUDS | Furring, on ceilings, 3/4" channel, 24" oc | SF | 3.15
092116104520 | FINISHES | SUPPORT SYSTEMS | METAL STUDS | Furring, on ceilings, 1-1/2" channel, 12" oc | SF | 4.5
092116104540 | FINISHES | SUPPORT SYSTEMS | METAL STUDS | Furring, on ceilings, 1-1/2" channel, 16" oc | SF | 3.99
092116104560 | FINISHES | SUPPORT SYSTEMS | METAL STUDS | Furring, on ceilings, 1-1/2" channel, 24" oc | SF | 3.54
092116105050 | FINISHES | SUPPORT SYSTEMS | METAL STUDS | Furring, on walls, 3/4" channel, 12" oc | SF | 3.19
092116105100 | FINISHES | SUPPORT SYSTEMS | METAL STUDS | Furring, on walls, 3/4" channel, 16" oc | SF | 2.9
092116105150 | FINISHES | SUPPORT SYSTEMS | METAL STUDS | Furring, on walls, 3/4" channel, 24" oc | SF | 2.64
092116105210 | FINISHES | SUPPORT SYSTEMS | METAL STUDS | Furring, on walls, 1-1/2" channel, 12" oc | SF | 3.7
092116105220 | FINISHES | SUPPORT SYSTEMS | METAL STUDS | Furring, on walls, 1-1/2" channel, 16" oc | SF | 3.31
092116105230 | FINISHES | SUPPORT SYSTEMS | METAL STUDS | Furring, on walls, 1-1/2" channel, 24" oc | SF | 2.95
092236101090 | FINISHES | LATH AND PLASTER | GYPSUM LATH | Gypsum lath, plain, 1/2" thick, clipped | SY | 9.66
092236101110 | FINISHES | LATH AND PLASTER | GYPSUM LATH | Gypsum lath, plain, 1/2" thick, nailed | SY | 10.23
092236201010 | FINISHES | LATH AND PLASTER | METAL LATH | Lath, metal, diamond expd, galv, 2.5 lb, walls, nailed | SY | 16.82
092236201030 | FINISHES | LATH AND PLASTER | METAL LATH | Lath, metal, diamond expd, galv, 2.5 lb, walls, wired | SY | 18.28
092236201050 | FINISHES | LATH AND PLASTER | METAL LATH | Lath, metal, diamond expd, galv, 2.5 lb, ceiling, nailed | SY | 18.28
092236201070 | FINISHES | LATH AND PLASTER | METAL LATH | Lath, metal, diamond expd, galv, 2.5 lb, ceiling, wired | SY | 20.22
092236202000 | FINISHES | LATH AND PLASTER | METAL LATH | Lath, metal, diamond expd, galv, 3.4 lb, walls, nailed | SY | 19.18
092236202020 | FINISHES | LATH AND PLASTER | METAL LATH | Lath, metal, diamond expd, galv, 3.4 lb, walls, wired | SY | 20.64
092236202040 | FINISHES | LATH AND PLASTER | METAL LATH | Lath, metal, diamond expd, galv, 3.4 lb, ceiling, nailed | SY | 20.64
092236202060 | FINISHES | LATH AND PLASTER | METAL LATH | Lath, metal, diamond expd, galv, 3.4 lb, ceiling, wired | SY | 22.58
092236202070 | FINISHES | LATH AND PLASTER | METAL LATH | Lath, metal, flat rib, 2.75 lb, walls, nailed | SY | 16.46
092236202100 | FINISHES | LATH AND PLASTER | METAL LATH | Lath, metal, flat rib, 2.75 lb, walls, wired | SY | 20.63
092236202120 | FINISHES | LATH AND PLASTER | METAL LATH | Lath, metal, flat rib, 2.75 lb, ceilings, nailed | SY | 20.63
092236202140 | FINISHES | LATH AND PLASTER | METAL LATH | Lath, metal, flat rib, 2.75 lb, ceilings, wired | SY | 22.57
092236202160 | FINISHES | LATH AND PLASTER | METAL LATH | Lath, metal, flat rib, 3.41 lb, walls, nailed | SY | 19.17
092236202180 | FINISHES | LATH AND PLASTER | METAL LATH | Lath, metal, flat rib, 3.41 lb, walls, wired | SY | 19.18
092236202200 | FINISHES | LATH AND PLASTER | METAL LATH | Lath, metal, flat rib, 3.41 lb, ceilings, nailed | SY | 19.18
092236202220 | FINISHES | LATH AND PLASTER | METAL LATH | Lath, metal, flat rib, 3.41 lb, ceilings, wired | SY | 21.12
092236202240 | FINISHES | LATH AND PLASTER | METAL LATH | Stucco lath, 1.8 lb | SY | 17.97
092236202300 | FINISHES | LATH AND PLASTER | METAL LATH | Stucco lath, 3.6 lb | SY | 18.91
092236202320 | FINISHES | LATH AND PLASTER | METAL LATH | Stucco lath, paper backed, min | SY | 14.2
092236202400 | FINISHES | LATH AND PLASTER | METAL LATH | Stucco lath, paper backed, max | SY | 21.39
092236600120 | FINISHES | LATH AND PLASTER | PLASTER ACCESSORIES | Expansion joint, 3/4", 26 ga, galvanized, 1 piece | LF | 3.75
092236602000 | FINISHES | LATH AND PLASTER | PLASTER ACCESSORIES | Plaster corner beads, 3/4", galvanized | LF | 2.82
092236602020 | FINISHES | LATH AND PLASTER | PLASTER ACCESSORIES | Casing bead, expanded flange, galvanized | LF | 2.69
092236602100 | FINISHES | LATH AND PLASTER | PLASTER ACCESSORIES | Expanded wing, 1-1/4" wide, galvanized | LF | 2.81
092236602500 | FINISHES | LATH AND PLASTER | PLASTER ACCESSORIES | Joint clips for lath | EA | 0.61
092236602580 | FINISHES | LATH AND PLASTER | PLASTER ACCESSORIES | Metal base, galvanized, 2-1/2" high | LF | 3.6
092236602600 | FINISHES | LATH AND PLASTER | PLASTER ACCESSORIES | Stud clips for gypsum lath | EA | 0.61
092236602700 | FINISHES | LATH AND PLASTER | PLASTER ACCESSORIES | Tie wire galvanized, 18 ga, 25 lb hank | EA | 53.72
092236608000 | FINISHES | LATH AND PLASTER | PLASTER ACCESSORIES | Sound deadening board, 1/4", nailed or clipped | SF | 1.72
092300101000 | FINISHES | SUPPORTS FOR PLASTER GYPSUM BOARD | PLASTER | Gypsum plaster, trowel finish, 2 coats, ceilings | SY | 30.54
092300101020 | FINISHES | SUPPORTS FOR PLASTER GYPSUM BOARD | PLASTER | Gypsum plaster, trowel finish, 2 coats, walls | SY | 29.14
092300101040 | FINISHES | SUPPORTS FOR PLASTER GYPSUM BOARD | PLASTER | Gypsum plaster, trowel finish, 3 coats, ceilings | SY | 42.45
092300101060 | FINISHES | SUPPORTS FOR PLASTER GYPSUM BOARD | PLASTER | Gypsum plaster, trowel finish, 3 coats, walls | SY | 38.63
092300102000 | FINISHES | SUPPORTS FOR PLASTER GYPSUM BOARD | PLASTER | Vermiculite plaster, 2 coats, ceilings | SY | 41.91
092300102020 | FINISHES | SUPPORTS FOR PLASTER GYPSUM BOARD | PLASTER | Vermiculite plaster, 2 coats, walls | SY | 38.75
092300102040 | FINISHES | SUPPORTS FOR PLASTER GYPSUM BOARD | PLASTER | Vermiculite plaster, 3 coats, ceilings | SY | 53.66
092300102060 | FINISHES | SUPPORTS FOR PLASTER GYPSUM BOARD | PLASTER | Vermiculite plaster, 3 coats, walls | SY | 48.93
092300106000 | FINISHES | SUPPORTS FOR PLASTER GYPSUM BOARD | PLASTER | Keenes cement plaster, 2 coats, ceilings | SY | 32.68
092300106020 | FINISHES | SUPPORTS FOR PLASTER GYPSUM BOARD | PLASTER | Keenes cement plaster, 2 coats, walls | SY | 28.77
092300106040 | FINISHES | SUPPORTS FOR PLASTER GYPSUM BOARD | PLASTER | Keenes cement plaster, 3 coats, ceilings | SY | 36.27
092300106060 | FINISHES | SUPPORTS FOR PLASTER GYPSUM BOARD | PLASTER | Keenes cement plaster, 3 coats, walls | SY | 32.45
092400103000 | FINISHES | CEMENT PLASTERING | PORTLAND CEMENT PLASTER | Stucco, portland, 3 coats, 1" thick, sand finish | SY | 45.44
092400103020 | FINISHES | CEMENT PLASTERING | PORTLAND CEMENT PLASTER | Stucco, portland, 3 coats, 1" thick, trowel finish | SY | 46.95
092400103040 | FINISHES | CEMENT PLASTERING | PORTLAND CEMENT PLASTER | Stucco, white cem, 3 coats, 1" thick, sand finish | SY | 48.69
092400103060 | FINISHES | CEMENT PLASTERING | PORTLAND CEMENT PLASTER | Stucco, white cem, 3 coats, 1" thick, trowel finish | SY | 52.16
092400104000 | FINISHES | CEMENT PLASTERING | PORTLAND CEMENT PLASTER | Scratch coat, for ceramic tile | SY | 12.08
092400104020 | FINISHES | CEMENT PLASTERING | PORTLAND CEMENT PLASTER | Scratch coat, for quarry tile | SY | 12.08
092400105020 | FINISHES | CEMENT PLASTERING | PORTLAND CEMENT PLASTER | Plaster, portland cement, 2 coats, 1/2" thick | SY | 24.1
092400105040 | FINISHES | CEMENT PLASTERING | PORTLAND CEMENT PLASTER | Plaster, portland cement, 3 coats, 7/8" thick | SY | 29.62
092900101124 | FINISHES | GYPSUM BOARD | GYPSUM BOARD | Drywall, vinyl face, clipped to metal studs, 1/2" | SF | 2.27
092900101126 | FINISHES | GYPSUM BOARD | GYPSUM BOARD | Drywall, vinyl face, clipped to metal studs, 5/8" | SF | 2.2
092900101216 | FINISHES | GYPSUM BOARD | GYPSUM BOARD | Regular drywall, 3/8" thick, nailed or screwed, ceilings | SF | 1.29
092900101218 | FINISHES | GYPSUM BOARD | GYPSUM BOARD | Regular drywall, 3/8" thick, nailed or screwed, columns & beams | SF | 2.29
092900101220 | FINISHES | GYPSUM BOARD | GYPSUM BOARD | Regular drywall, 3/8" thick, nailed or screwed, walls | SF | 1.21
092900101250 | FINISHES | GYPSUM BOARD | GYPSUM BOARD | Standard drywall, 1/2" thick, nailed or screwed, ceilings | SF | 1.25
092900101260 | FINISHES | GYPSUM BOARD | GYPSUM BOARD | Standard drywall, 1/2" thick, nailed or screwed, columns & beams | SF | 2.25
092900101270 | FINISHES | GYPSUM BOARD | GYPSUM BOARD | Standard drywall, 1/2" thick, nailed or screwed, walls | SF | 1.17
092900101300 | FINISHES | GYPSUM BOARD | GYPSUM BOARD | Standard drywall, 5/8" thick, nailed or screwed, ceilings | SF | 1.5
092900101305 | FINISHES | GYPSUM BOARD | GYPSUM BOARD | Standard drywall, 5/8" thick, nailed or screwed, columns & beams | SF | 2.75
092900101310 | FINISHES | GYPSUM BOARD | GYPSUM BOARD | Standard drywall, 5/8" thick, nailed or screwed, walls | SF | 1.39
092900101390 | FINISHES | GYPSUM BOARD | GYPSUM BOARD | Lightweight drywall, 1/2" thick, nailed or screwed, ceilings | SF | 1.23
092900101400 | FINISHES | GYPSUM BOARD | GYPSUM BOARD | Lightweight drywall, 1/2" thick, nailed or screwed, columns & beams | SF | 2.23
092900101420 | FINISHES | GYPSUM BOARD | GYPSUM BOARD | Lightweight drywall, 1/2" thick, nailed or screwed, walls | SF | 1.15
092900101480 | FINISHES | GYPSUM BOARD | GYPSUM BOARD | Lightweight drywall, 5/8" thick, nailed or screwed, ceilings | SF | 1.48
092900101490 | FINISHES | GYPSUM BOARD | GYPSUM BOARD | Lightweight drywall, 5/8" thick, nailed or screwed, columns & beams | SF | 2.73
092900101500 | FINISHES | GYPSUM BOARD | GYPSUM BOARD | Lightweight drywall, 5/8" thick, nailed or screwed, walls | SF | 1.37
092900101590 | FINISHES | GYPSUM BOARD | GYPSUM BOARD | Mold resist drywall, 1/2" thick, nailed or screwed, ceilings | SF | 1.43
092900101600 | FINISHES | GYPSUM BOARD | GYPSUM BOARD | Mold resist drywall, 1/2" thick, nailed or screwed, columns & beams | SF | 2.43
092900101620 | FINISHES | GYPSUM BOARD | GYPSUM BOARD | Mold resist drywall, 1/2" thick, nailed or screwed, walls | SF | 1.35
092900101800 | FINISHES | GYPSUM BOARD | GYPSUM BOARD | Mold resist drywall, 5/8" thick, nailed or screwed, ceilings | SF | 1.67
092900101820 | FINISHES | GYPSUM BOARD | GYPSUM BOARD | Mold resist drywall, 5/8" thick, nailed or screwed, columns & beams | SF | 2.92
092900101840 | FINISHES | GYPSUM BOARD | GYPSUM BOARD | Mold resist drywall, 5/8" thick, nailed or screwed, walls | SF | 1.56
092900102100 | FINISHES | GYPSUM BOARD | GYPSUM BOARD | Blue Board drywall, 1/2" thick, nailed or screwed, ceilings | SF | 1.35
092900102120 | FINISHES | GYPSUM BOARD | GYPSUM BOARD | Blue Board drywall, 1/2" thick, nailed or screwed, columns & beams | SF | 2.35
092900102140 | FINISHES | GYPSUM BOARD | GYPSUM BOARD | Blue Board drywall, 1/2" thick, nailed or screwed, walls | SF | 1.27
092900102260 | FINISHES | GYPSUM BOARD | GYPSUM BOARD | Blue Board drywall, 5/8" thick, nailed or screwed, ceilings | SF | 1.59
092900102280 | FINISHES | GYPSUM BOARD | GYPSUM BOARD | Blue Board drywall, 5/8" thick, nailed or screwed, columns & beams | SF | 2.84
092900102300 | FINISHES | GYPSUM BOARD | GYPSUM BOARD | Blue Board drywall, 5/8" thick, nailed or screwed, walls | SF | 1.48
092900102600 | FINISHES | GYPSUM BOARD | GYPSUM BOARD | Soundproof drywall, 1/2" thick, nailed or screwed, ceilings | SF | 2.63
092900102620 | FINISHES | GYPSUM BOARD | GYPSUM BOARD | Soundproof drywall, 1/2" thick, nailed or screwed, columns & beams | SF | 3.63
092900102640 | FINISHES | GYPSUM BOARD | GYPSUM BOARD | Soundproof drywall, 1/2" thick, nailed or screwed, walls | SF | 2.55
092900102760 | FINISHES | GYPSUM BOARD | GYPSUM BOARD | Soundproof drywall, 5/8" thick, nailed or screwed, ceilings | SF | 3.02
092900102780 | FINISHES | GYPSUM BOARD | GYPSUM BOARD | Soundproof drywall, 5/8" thick, nailed or screwed, columns & beams | SF | 4.27
092900102800 | FINISHES | GYPSUM BOARD | GYPSUM BOARD | Soundproof drywall, 5/8" thick, nailed or screwed, walls | SF | 2.91
092900103000 | FINISHES | GYPSUM BOARD | GYPSUM BOARD | Fire-resistant drywall, 1/2" thick, nailed or screwed, ceilings | SF | 1.35
092900103020 | FINISHES | GYPSUM BOARD | GYPSUM BOARD | Fire-resistant drywall, 1/2" thick, nailed or screwed, columns & beams | SF | 2.35
092900103040 | FINISHES | GYPSUM BOARD | GYPSUM BOARD | Fire-resistant drywall, 1/2" thick, nailed or screwed, walls | SF | 1.27
092900103160 | FINISHES | GYPSUM BOARD | GYPSUM BOARD | Fire-resistant drywall, 5/8" thick, nailed or screwed, ceilings | SF | 1.59
092900103180 | FINISHES | GYPSUM BOARD | GYPSUM BOARD | Fire-resistant drywall, 5/8" thick, nailed or screwed, columns & beams | SF | 2.84
092900103200 | FINISHES | GYPSUM BOARD | GYPSUM BOARD | Fire-resistant drywall, 5/8" thick, nailed or screwed, walls | SF | 1.48
092900103330 | FINISHES | GYPSUM BOARD | GYPSUM BOARD | Impact-resistant drywall, 5/8" thick, nailed or screwed, ceilings | SF | 1.97
092900103340 | FINISHES | GYPSUM BOARD | GYPSUM BOARD | Impact-resistant drywall, 5/8" thick, nailed or screwed, columns & beams | SF | 3.22
092900103360 | FINISHES | GYPSUM BOARD | GYPSUM BOARD | Impact-resistant drywall, 5/8" thick, nailed or screwed, walls | SF | 1.86
092900103380 | FINISHES | GYPSUM BOARD | GYPSUM BOARD | High-flex drywall, (curved walls) 1/4" nailed or screwed, walls | SF | 1.39
092900103420 | FINISHES | GYPSUM BOARD | GYPSUM BOARD | Shaftwall 1" nailed or screwed, walls | SF | 2.06
092900103540 | FINISHES | GYPSUM BOARD | GYPSUM BOARD | Stretch drywall, 1/2" thick, nailed or screwed, ceilings | SF | 1.25
092900103550 | FINISHES | GYPSUM BOARD | GYPSUM BOARD | Stretch drywall, 1/2" thick, nailed or screwed, walls | SF | 1.16
092900104020 | FINISHES | GYPSUM BOARD | GYPSUM BOARD | Tile backerboard, 1/4" thick, screwed, walls | SF | 4.3
092900104040 | FINISHES | GYPSUM BOARD | GYPSUM BOARD | Tile backerboard, 7/16" thick, screwed, walls | SF | 4.41
092900104060 | FINISHES | GYPSUM BOARD | GYPSUM BOARD | Tile backerboard, 1/2" thick, screwed, walls | SF | 4.24
092900104080 | FINISHES | GYPSUM BOARD | GYPSUM BOARD | Tile backerboard, 5/8" thick, screwed, walls | SF | 4.4
092900105022 | FINISHES | GYPSUM BOARD | GYPSUM BOARD | Drywall, casing bead, minimum | LF | 2.52
092900105024 | FINISHES | GYPSUM BOARD | GYPSUM BOARD | Drywall, casing bead, average | LF | 2.92
092900105026 | FINISHES | GYPSUM BOARD | GYPSUM BOARD | Drywall, casing bead, maximum | LF | 4.33
092900105042 | FINISHES | GYPSUM BOARD | GYPSUM BOARD | Drywall, corner bead, minimum | LF | 2.53
092900105044 | FINISHES | GYPSUM BOARD | GYPSUM BOARD | Drywall, corner bead, average | LF | 2.97
092900105046 | FINISHES | GYPSUM BOARD | GYPSUM BOARD | Drywall, corner bead, maximum | LF | 4.38
092900106020 | FINISHES | GYPSUM BOARD | GYPSUM BOARD | Drywall, taping & finishing joints, level 1 | SF | 0.6
092900106040 | FINISHES | GYPSUM BOARD | GYPSUM BOARD | Drywall, taping & finishing joints, level 2 | SF | 0.68
092900106060 | FINISHES | GYPSUM BOARD | GYPSUM BOARD | Drywall, taping & finishing joints, level 3 | SF | 0.76
092900106080 | FINISHES | GYPSUM BOARD | GYPSUM BOARD | Drywall, taping & finishing joints, level 4 | SF | 0.89
092900106100 | FINISHES | GYPSUM BOARD | GYPSUM BOARD | Drywall, taping & finishing joints, level 5 | SF | 0.93
092900106200 | FINISHES | GYPSUM BOARD | GYPSUM BOARD | Special drywall textures, orange peel | SF | 1.76
092900106220 | FINISHES | GYPSUM BOARD | GYPSUM BOARD | Special drywall textures, Santa Fe | SF | 2.21
092900106240 | FINISHES | GYPSUM BOARD | GYPSUM BOARD | Special drywall textures, skip trowel | SF | 2
092900106260 | FINISHES | GYPSUM BOARD | GYPSUM BOARD | Special drywall textures, smooth | SF | 1.76
092900106280 | FINISHES | GYPSUM BOARD | GYPSUM BOARD | Special drywall textures, splatter knockdown | SF | 2
092900106290 | FINISHES | GYPSUM BOARD | GYPSUM BOARD | Special drywall textures, swirl | SF | 2.33
092900106300 | FINISHES | GYPSUM BOARD | GYPSUM BOARD | Special drywall textures, rosebud | SF | 2.33
092900106320 | FINISHES | GYPSUM BOARD | GYPSUM BOARD | Special drywall textures, popcorn | SF | 2
093013101000 | FINISHES | TILE | CERAMIC TILE | Glazed wall tile, 4-1/4"x 4-1/4", minimum | SF | 8.14
093013101020 | FINISHES | TILE | CERAMIC TILE | Glazed wall tile, 4-1/4"x 4-1/4", average | SF | 10.58
093013101040 | FINISHES | TILE | CERAMIC TILE | Glazed wall tile, 4-1/4"x 4-1/4", maximum | SF | 22.42
093013101044 | FINISHES | TILE | CERAMIC TILE | Glazed wall tile, 6"x 6", minimum | SF | 6.62
093013101046 | FINISHES | TILE | CERAMIC TILE | Glazed wall tile, 6"x 6", average | SF | 8.62
093013101048 | FINISHES | TILE | CERAMIC TILE | Glazed wall tile, 6"x 6", maximum | SF | 10.3
093013101150 | FINISHES | TILE | CERAMIC TILE | Glazed wall tile, 8"X 8", minimum | SF | 6.21
093013101160 | FINISHES | TILE | CERAMIC TILE | Glazed wall tile, 8"X 8", average | SF | 7.96
093013101170 | FINISHES | TILE | CERAMIC TILE | Glazed wall tile, 8"X 8", maximum | SF | 9.42
093013102980 | FINISHES | TILE | CERAMIC TILE | Glazed base tile, 4-1/4" high, minimum | LF | 14.47
093013103000 | FINISHES | TILE | CERAMIC TILE | Glazed base tile, 4-1/4" high, average | LF | 15.24
093013103040 | FINISHES | TILE | CERAMIC TILE | Glazed base tile, 4-1/4" high, maximum | LF | 17
093013103044 | FINISHES | TILE | CERAMIC TILE | Glazed modlings and trim, 12" x 12", min | LF | 10.4
093013103046 | FINISHES | TILE | CERAMIC TILE | Glazed modlings and trim, 12" x 12", average | LF | 12.94
093013103048 | FINISHES | TILE | CERAMIC TILE | Glazed modlings and trim, 12" x 12", max | LF | 14.72
093013106140 | FINISHES | TILE | CERAMIC TILE | Unglazed tile, cement bed, face mount, 1"x 1" | SF | 24.88
093013106150 | FINISHES | TILE | CERAMIC TILE | Unglazed tile, cement bed, face mount, 2"x 2" | SF | 25.31
093013106162 | FINISHES | TILE | CERAMIC TILE | Unglazed tile, cement bed, face mount, 4"x 4" | SF | 24.01
093013106164 | FINISHES | TILE | CERAMIC TILE | Unglazed tile, cement bed, face mount, 6"x 6" | SF | 11.83
093013106166 | FINISHES | TILE | CERAMIC TILE | Unglazed tile, cement bed, face mount, 12"x 12" | SF | 10.39
093013106168 | FINISHES | TILE | CERAMIC TILE | Unglazed tile, cement bed, face mount, 16"x 16" | SF | 9.12
093013106170 | FINISHES | TILE | CERAMIC TILE | Unglazed tile, cement bed, face mount, 18"x 18" | SF | 8.53
093013106220 | FINISHES | TILE | CERAMIC TILE | Unglazed tile, adhesive, white grout, 1"x 1" | SF | 21.89
093013106230 | FINISHES | TILE | CERAMIC TILE | Unglazed tile, adhesive, white grout, 2"x 2" | SF | 22.16
093013106260 | FINISHES | TILE | CERAMIC TILE | Unglazed tile, adhesive, white grout, 4"x 4" | SF | 22.16
093013106262 | FINISHES | TILE | CERAMIC TILE | Unglazed tile, adhesive, white grout, 6"x 6" | SF | 10.8
093013106264 | FINISHES | TILE | CERAMIC TILE | Unglazed tile, adhesive, white grout, 12"x 12" | SF | 9.47
093013106266 | FINISHES | TILE | CERAMIC TILE | Unglazed tile, adhesive, white grout, 16"x 16" | SF | 8.31
093013106268 | FINISHES | TILE | CERAMIC TILE | Unglazed tile, adhesive, white grout, 18"x 18" | SF | 7.76
093013106320 | FINISHES | TILE | CERAMIC TILE | Unglazed tile, organic adhesive, 1"x 1" | SF | 21.89
093013106350 | FINISHES | TILE | CERAMIC TILE | Unglazed tile, organic adhesive, 2"x 2" | SF | 23.72
093013106384 | FINISHES | TILE | CERAMIC TILE | Porcelain floor tile, 1"x1" | SF | 17.53
093013106386 | FINISHES | TILE | CERAMIC TILE | Porcelain floor tile, 2"x2" | SF | 16.34
093013106388 | FINISHES | TILE | CERAMIC TILE | Porcelain floor tile, 4"x4" | SF | 15.38
093013106390 | FINISHES | TILE | CERAMIC TILE | Porcelain floor tile, 6"x6" | SF | 8.76
093013106392 | FINISHES | TILE | CERAMIC TILE | Porcelain floor tile, 12"x12" | SF | 7.76
093013106394 | FINISHES | TILE | CERAMIC TILE | Porcelain floor tile, 16"x16" | SF | 6.63
093013106396 | FINISHES | TILE | CERAMIC TILE | Porcelain floor tile, 18"x18" | SF | 6.06
093013106430 | FINISHES | TILE | CERAMIC TILE | Unglazed tile, adhesive, face mount, 1"x 1", minimum | SF | 13.37
093013106432 | FINISHES | TILE | CERAMIC TILE | Unglazed tile, adhesive, face mount, 1"x 1", average | SF | 16.09
093013106434 | FINISHES | TILE | CERAMIC TILE | Unglazed tile, adhesive, face mount, 1"x 1", maximum | SF | 21.24
093013106450 | FINISHES | TILE | CERAMIC TILE | Unglazed tile, adhesive, face mount, 2"x 2", minimum | SF | 13.94
093013106452 | FINISHES | TILE | CERAMIC TILE | Unglazed tile, adhesive, face mount, 2"x 2", average | SF | 15.5
093013106454 | FINISHES | TILE | CERAMIC TILE | Unglazed tile, adhesive, face mount, 2"x 2", maximum | SF | 21.81
093013106520 | FINISHES | TILE | CERAMIC TILE | Unglazed tile, adhesive, back mount, 1"x 1", minimum | SF | 13.37
093013106522 | FINISHES | TILE | CERAMIC TILE | Unglazed tile, adhesive, back mount, 1"x 1", average | SF | 16.09
093013106524 | FINISHES | TILE | CERAMIC TILE | Unglazed tile, adhesive, back mount, 1"x 1", maximum | SF | 21.24
093013106540 | FINISHES | TILE | CERAMIC TILE | Unglazed tile, adhesive, back mount, 2"x 2", minimum | SF | 13.94
093013106542 | FINISHES | TILE | CERAMIC TILE | Unglazed tile, adhesive, back mount, 2"x 2", average | SF | 15.5
093013106544 | FINISHES | TILE | CERAMIC TILE | Unglazed tile, adhesive, back mount, 2"x 2", maximum | SF | 21.81
093013108060 | FINISHES | TILE | CERAMIC TILE | Conductive floor tile, unglazed, port cement, 1x 1 | SF | 17.06
093013108080 | FINISHES | TILE | CERAMIC TILE | Cond floor tile, unglzd, port cement, 1-9/16x 1-9/16 | SF | 16.48
093013108120 | FINISHES | TILE | CERAMIC TILE | Conductive floor tile, unglazed, dry set, 1x 1 | SF | 17.06
093013108140 | FINISHES | TILE | CERAMIC TILE | Cond floor tile, unglazed, dry set, 1-9/16x 1-9/16 | SF | 16.48
093013108180 | FINISHES | TILE | CERAMIC TILE | Epoxy bed with epoxy joints, 1 x 1 | SF | 17.06
093013108200 | FINISHES | TILE | CERAMIC TILE | Epoxy bed with epoxy joints, 1-9/16 x 1-9/16 | SF | 16.48
093013109002 | FINISHES | TILE | CERAMIC TILE | Towel bar, 24" long, minimum | EA | 50.11
093013109004 | FINISHES | TILE | CERAMIC TILE | Towel bar, 24" long, average | EA | 62.38
093013109006 | FINISHES | TILE | CERAMIC TILE | Towel bar, 24" long, maximum | EA | 115
093013109022 | FINISHES | TILE | CERAMIC TILE | Soap dish, minimum | EA | 60.97
093013109024 | FINISHES | TILE | CERAMIC TILE | Soap dish, average | EA | 77.14
093013109026 | FINISHES | TILE | CERAMIC TILE | Soap dish, maximum | EA | 110
093016101080 | FINISHES | TILE | QUARRY TILE | Quarry tile, floor, 4 x 4 x 1/2" | SF | 17.35
093016101100 | FINISHES | TILE | QUARRY TILE | Quarry tile, floor, 6 x 6 x 1/2" | SF | 16.55
093016101120 | FINISHES | TILE | QUARRY TILE | Quarry tile, floor, 6 x 6 x 3/4" | SF | 18.19
093016101122 | FINISHES | TILE | QUARRY TILE | Quarry tile, floor, 12 x 12 x 3/4" | SF | 20.48
093016101124 | FINISHES | TILE | QUARRY TILE | Quarry tile, floor, 16 x 16 x 3/4" | SF | 16.07
093016101126 | FINISHES | TILE | QUARRY TILE | Quarry tile, floor, 18 x18 x 3/4" | SF | 12.33
093016101160 | FINISHES | TILE | QUARRY TILE | Tile medallion, 36" dia. | EA | 807
093016101162 | FINISHES | TILE | QUARRY TILE | Tile medallion, 48" dia. | EA | 914
093016101220 | FINISHES | TILE | QUARRY TILE | Quarry tile, wall, 4 x 4 x 1/2" | SF | 21.78
093016101240 | FINISHES | TILE | QUARRY TILE | Quarry tile, wall, 6 x 6 x 3/4" | SF | 19.91
093016101330 | FINISHES | TILE | QUARRY TILE | Quarry tile, cove base, 5 x 6 x 1/2", straight top | LF | 20.05
093016101340 | FINISHES | TILE | QUARRY TILE | Quarry tile, cove base, 6 x 6 x 3/4", round top | LF | 19.54
093016101350 | FINISHES | TILE | QUARRY TILE | Tile moldings, 2x12 | LF | 18.99
093016101352 | FINISHES | TILE | QUARRY TILE | Tile moldings, 4x12 | LF | 25.3
093016101360 | FINISHES | TILE | QUARRY TILE | Quarry tile, stair treads, 6 x 6 x 3/4" | LF | 29.14
093016101380 | FINISHES | TILE | QUARRY TILE | Quarry tile, window still 6x 8x 3/4" | LF | 24.4
095100101560 | FINISHES | ACOUSTICAL TREATMENT | CEILINGS AND WALLS | Acoustical ceiling, fiberglass, 5/8" th, 2'x 2' | SF | 3.13
095100101580 | FINISHES | ACOUSTICAL TREATMENT | CEILINGS AND WALLS | Acoustical ceiling, fiberglass, 5/8" th, 2'x 4' | SF | 2.54
095100101600 | FINISHES | ACOUSTICAL TREATMENT | CEILINGS AND WALLS | Acoustical ceiling, fiberglass, 3/4" th, 2'x 2' | SF | 3.77
095100101620 | FINISHES | ACOUSTICAL TREATMENT | CEILINGS AND WALLS | Acoustical ceiling, fiberglass, 3/4" th, 2'x 4' | SF | 3.43
095100101660 | FINISHES | ACOUSTICAL TREATMENT | CEILINGS AND WALLS | Accoustical ceiling, cloth fiberglass, 3/4" thick | SF | 5.07
095100101680 | FINISHES | ACOUSTICAL TREATMENT | CEILINGS AND WALLS | Accoustical ceiling, cloth fiberglass, 1" thick | SF | 5.5
095100101682 | FINISHES | ACOUSTICAL TREATMENT | CEILINGS AND WALLS | Accoustical ceiling, wood faced, fiberglass, min. | SF | 14.29
095100101684 | FINISHES | ACOUSTICAL TREATMENT | CEILINGS AND WALLS | Accoustical ceiling, wood faced, fiberglass, max. | SF | 16.78
095100101720 | FINISHES | ACOUSTICAL TREATMENT | CEILINGS AND WALLS | Acoustical ceiling, min fiber, 5/8" th, 2'x 2' | SF | 2.84
095100101740 | FINISHES | ACOUSTICAL TREATMENT | CEILINGS AND WALLS | Acoustical ceiling, min fiber, 5/8" th, 2'x 4' | SF | 2.58
095100101760 | FINISHES | ACOUSTICAL TREATMENT | CEILINGS AND WALLS | Acoustical ceiling, min fiber, 3/4" th, 2'x 2' | SF | 3.77
095100101780 | FINISHES | ACOUSTICAL TREATMENT | CEILINGS AND WALLS | Acoustical ceiling, min fiber, 3/4" th, 2'x 4' | SF | 3.46
095100101850 | FINISHES | ACOUSTICAL TREATMENT | CEILINGS AND WALLS | Acoustical ceiling, wood fiber, 1/2" th, 2'x 2' | SF | 3.97
095100101860 | FINISHES | ACOUSTICAL TREATMENT | CEILINGS AND WALLS | Acoustical ceiling, wood fiber, 1/2" th, 2'x 4' | SF | 3.71
095100101880 | FINISHES | ACOUSTICAL TREATMENT | CEILINGS AND WALLS | Acoustical ceiling, wood fiber, 5/8" th, 2'x 2' | SF | 4.39
095100101890 | FINISHES | ACOUSTICAL TREATMENT | CEILINGS AND WALLS | Acoustical ceiling, wood fiber, 5/8" th, 2'x 4' | SF | 4.13
095100101910 | FINISHES | ACOUSTICAL TREATMENT | CEILINGS AND WALLS | Acoustical ceiling, wood fiber, 3/4" thk, 2'x 2' | SF | 5.12
095100101920 | FINISHES | ACOUSTICAL TREATMENT | CEILINGS AND WALLS | Acoustical ceiling, wood fiber, 3/4" thk, 2'x 4' | SF | 4.86
095100101940 | FINISHES | ACOUSTICAL TREATMENT | CEILINGS AND WALLS | Accoustical ceiling, wood fiber, 2" th, 2'x 2' | SF | 5.97
095100101950 | FINISHES | ACOUSTICAL TREATMENT | CEILINGS AND WALLS | Accoustical ceiling, wood fiber, 2" th, 2'x 4' | SF | 5.63
095100102060 | FINISHES | ACOUSTICAL TREATMENT | CEILINGS AND WALLS | Accoustical ceiling, air distributing, 3/4" thick | SF | 4.84
095100102080 | FINISHES | ACOUSTICAL TREATMENT | CEILINGS AND WALLS | Accoustical ceiling, air distributing, 5/8" thick | SF | 4.03
095100103040 | FINISHES | ACOUSTICAL TREATMENT | CEILINGS AND WALLS | Acoustic tile, fiberglass, 12"x 12", 5/8" thick | SF | 3.61
095100103060 | FINISHES | ACOUSTICAL TREATMENT | CEILINGS AND WALLS | Acoustic tile, fiberglass, 12"x 12", 3/4" thick | SF | 4.27
095100103100 | FINISHES | ACOUSTICAL TREATMENT | CEILINGS AND WALLS | Acoustic tile, cloth fiberglass, 3/4" thick | SF | 5.76
095100103120 | FINISHES | ACOUSTICAL TREATMENT | CEILINGS AND WALLS | Acoustic tile, cloth fiberglass, 3" thick | SF | 6.45
095100103160 | FINISHES | ACOUSTICAL TREATMENT | CEILINGS AND WALLS | Acoustic tile, min fiber, 12"x 12", 5/8" th, std | SF | 2.75
095100103170 | FINISHES | ACOUSTICAL TREATMENT | CEILINGS AND WALLS | Acoustic tile, min fiber, 12"x 12", 5/8" th, vinyl | SF | 3.84
095100103190 | FINISHES | ACOUSTICAL TREATMENT | CEILINGS AND WALLS | Acoustic tile, min fiber, 12"x 12", 3/4", std | SF | 3.25
095100103200 | FINISHES | ACOUSTICAL TREATMENT | CEILINGS AND WALLS | Acoustic tile, min fiber, 12"x 12", 3/4" th, vinyl | SF | 4.46
095100103240 | FINISHES | ACOUSTICAL TREATMENT | CEILINGS AND WALLS | Acoust tile, min fbr, vnl, 12"x 12", 3/4" th, fire, mylr | SF | 5.22
095100103260 | FINISHES | ACOUSTICAL TREATMENT | CEILINGS AND WALLS | Acoust tile, min fbr, vnl, 12"x 12", 3/4" th, alum | SF | 8.47
095100103300 | FINISHES | ACOUSTICAL TREATMENT | CEILINGS AND WALLS | Acoustic tile, wood fiber, 12"x 12", 1/2" thick | SF | 3.41
095100103320 | FINISHES | ACOUSTICAL TREATMENT | CEILINGS AND WALLS | Acoustic tile, wood fiber, 12"x 12", 3/4" thick | SF | 4.22
095100103700 | FINISHES | ACOUSTICAL TREATMENT | CEILINGS AND WALLS | Acoustic tile, metal pan units, 24 ga steel, 12"x 12" | SF | 15.31
095100103710 | FINISHES | ACOUSTICAL TREATMENT | CEILINGS AND WALLS | Acoustic tile, metal pan units, 24 ga steel, 12"x 24" | SF | 16.42
095100103740 | FINISHES | ACOUSTICAL TREATMENT | CEILINGS AND WALLS | Acoustic tile, metal pan, alum, .025" th, 12"x 12" | SF | 17.37
095100103750 | FINISHES | ACOUSTICAL TREATMENT | CEILINGS AND WALLS | Acoustic tile, metal pan, alum, .025" th, 12"x 24" | SF | 17.26
095100103770 | FINISHES | ACOUSTICAL TREATMENT | CEILINGS AND WALLS | Acoustic tile, metal pan, alum., 0.025" thk, 12"x 12" | SF | 18.76
095100103775 | FINISHES | ACOUSTICAL TREATMENT | CEILINGS AND WALLS | Acoust tile, metal pan, anod alum, .025" th, 12"x 24" | SF | 21.11
095100103790 | FINISHES | ACOUSTICAL TREATMENT | CEILINGS AND WALLS | Acoust tile, metal pan, stnls steel, 24 ga, 12"x 12" | SF | 38.69
095100103800 | FINISHES | ACOUSTICAL TREATMENT | CEILINGS AND WALLS | Acoust tile, metal pan, stnls steel, 24 ga, 12"x 24" | SF | 33.21
095100103840 | FINISHES | ACOUSTICAL TREATMENT | CEILINGS AND WALLS | For flame proof sound absorbing pads, add to materi | SF | 2.42
095100104030 | FINISHES | ACOUSTICAL TREATMENT | CEILINGS AND WALLS | Acoustic ceil, metal, .020" th, 10', 12', & 16' lengths | SF | 13.35
095100104040 | FINISHES | ACOUSTICAL TREATMENT | CEILINGS AND WALLS | Acoustic ceil, metal, .020" th, custom lengths 3'-20' | SF | 13.47
095100104080 | FINISHES | ACOUSTICAL TREATMENT | CEILINGS AND WALLS | Acoustic ceil, metal, .025" th, 32, 38, & 52 sf pieces | SF | 8.55
095100104100 | FINISHES | ACOUSTICAL TREATMENT | CEILINGS AND WALLS | Acoust ceil, metal, .025" th, custom lth, 10-65 sf pcs | SF | 9.52
095100104140 | FINISHES | ACOUSTICAL TREATMENT | CEILINGS AND WALLS | Acoustic ceiling, metal, carriers, black, add | SF | 3.5
095100104160 | FINISHES | ACOUSTICAL TREATMENT | CEILINGS AND WALLS | Acoustic ceiling, metal, recess filler strip, add | SF | 1.17
095100104180 | FINISHES | ACOUSTICAL TREATMENT | CEILINGS AND WALLS | Acoust ceil, metal, recess filler, custom lengths, add | SF | 1.75
095100105000 | FINISHES | ACOUSTICAL TREATMENT | CEILINGS AND WALLS | Sound absorb walls, w/fabric cover, 2-6"x 9'x 3/4" | SF | 16.89
095100105020 | FINISHES | ACOUSTICAL TREATMENT | CEILINGS AND WALLS | Sound absorption walls, w/fabric cover, 2'x 9'x 1" | SF | 18.22
095100105040 | FINISHES | ACOUSTICAL TREATMENT | CEILINGS AND WALLS | Sound absorption, starter spline, for wall panels | LF | 4.32
095100105060 | FINISHES | ACOUSTICAL TREATMENT | CEILINGS AND WALLS | Sound absorption, internal spline, for wall panels | LF | 4.03
095100105140 | FINISHES | ACOUSTICAL TREATMENT | CEILINGS AND WALLS | Acoust treat, plenum barriers, vinyl, 0.48 lb, 5" th | SF | 8.37
095100105160 | FINISHES | ACOUSTICAL TREATMENT | CEILINGS AND WALLS | Acoust treat, plenum barrier, vinyl, 0.87 lb, .625" th | SF | 9.49
095100105180 | FINISHES | ACOUSTICAL TREATMENT | CEILINGS AND WALLS | Acoust treat, plenum barriers, alum foil, fbrgls, min | SF | 4.88
095100105200 | FINISHES | ACOUSTICAL TREATMENT | CEILINGS AND WALLS | Acoust treat, plenum barriers, alum foil, fbrgls, max | SF | 6.54
095100105220 | FINISHES | ACOUSTICAL TREATMENT | CEILINGS AND WALLS | Acoust treat, plenum barriers, alum mesh, paper bckd | SF | 4.76
095100105240 | FINISHES | ACOUSTICAL TREATMENT | CEILINGS AND WALLS | Acoust treat, plenum barriers, asbestos sht, 3/16" th | SF | 7.08
095100105260 | FINISHES | ACOUSTICAL TREATMENT | CEILINGS AND WALLS | Acoust treat, plenum barriers, sheet lead, 1/64" th | SF | 9.13
095100105360 | FINISHES | ACOUSTICAL TREATMENT | CEILINGS AND WALLS | Acoust treat, sound attenuation blanket, 1" thick | SF | 8.64
095100105380 | FINISHES | ACOUSTICAL TREATMENT | CEILINGS AND WALLS | Acoust treat, sound attenuation blanket, 1-1/2" th | SF | 8.82
095100105390 | FINISHES | ACOUSTICAL TREATMENT | CEILINGS AND WALLS | Acoust treat, sound attenuation blanket, 2" thick | SF | 8.97
095100105400 | FINISHES | ACOUSTICAL TREATMENT | CEILINGS AND WALLS | Acoust treat, sound attenuation blanket, 3" thick | SF | 10.05
095100105510 | FINISHES | ACOUSTICAL TREATMENT | CEILINGS AND WALLS | Ceiling suspension system, T-bar, 2'x 4' | SF | 2.17
095100105520 | FINISHES | ACOUSTICAL TREATMENT | CEILINGS AND WALLS | Ceiling suspension system, T-bar, 2'x 2' | SF | 2.36
095100105530 | FINISHES | ACOUSTICAL TREATMENT | CEILINGS AND WALLS | Concealed Z-bar suspension system, 12" module | SF | 2.74
095100105550 | FINISHES | ACOUSTICAL TREATMENT | CEILINGS AND WALLS | For 1-1/2" carrier channels, 4' oc, add | SF | 0.44
095100105560 | FINISHES | ACOUSTICAL TREATMENT | CEILINGS AND WALLS | Carrier channel for recessed light fixtures | SF | 0.8
095100105822 | FINISHES | ACOUSTICAL TREATMENT | CEILINGS AND WALLS | Ceiling suspension system, T-bar, 2' cross T | EA | 3.34
095100105824 | FINISHES | ACOUSTICAL TREATMENT | CEILINGS AND WALLS | Ceiling suspension system, T-bar, 4' cross T | EA | 5.73
095100105826 | FINISHES | ACOUSTICAL TREATMENT | CEILINGS AND WALLS | Ceiling suspension system, T-bar, main beam | LF | 2.45
095100105828 | FINISHES | ACOUSTICAL TREATMENT | CEILINGS AND WALLS | Ceiling suspension system, T-bar, wall molding | LF | 1.52
095100105902 | FINISHES | ACOUSTICAL TREATMENT | CEILINGS AND WALLS | Ceiling tile quick costs, minimum | SF | 3.5
095100105904 | FINISHES | ACOUSTICAL TREATMENT | CEILINGS AND WALLS | Ceiling tile quick costs, average | SF | 4.43
095100105906 | FINISHES | ACOUSTICAL TREATMENT | CEILINGS AND WALLS | Ceiling tile quick costs, maximum | SF | 8.55
096300101000 | FINISHES | MASONRY FLOORING | FLOOR LEVELING | Repair & level floors to receive new carpet, min | SY | 4.42
096300101020 | FINISHES | MASONRY FLOORING | FLOOR LEVELING | Repair & level floors to receive new carpet, avg | SY | 10.84
096300101030 | FINISHES | MASONRY FLOORING | FLOOR LEVELING | Repair & level floors to receive new carpet, max | SY | 14.14
096316101040 | FINISHES | MASONRY FLOORING | UNIT MASONRY FLOORING | Clay brick, 9 x 4-1/2 x 3", glazed | SF | 14.26
096316101060 | FINISHES | MASONRY FLOORING | UNIT MASONRY FLOORING | Clay brick, 9 x 4-1/2 x 3", unglazed | SF | 13.96
096316101080 | FINISHES | MASONRY FLOORING | UNIT MASONRY FLOORING | Clay brick, 8 x 4 x 3/4" thick, glazed | SF | 13.84
096316101100 | FINISHES | MASONRY FLOORING | UNIT MASONRY FLOORING | Clay brick, 8 x 4 x 3/4" thick, unglazed | SF | 13.53
096400101020 | FINISHES | WOOD FLOORING | WOOD FLOORING | Wood floring, fir strip, C & better, vert grain | SF | 6.38
096400101040 | FINISHES | WOOD FLOORING | WOOD FLOORING | Wood flooring, fir strip, C & better, flat grain | SF | 7.29
096400101080 | FINISHES | WOOD FLOORING | WOOD FLOORING | Wood flooring, oak strip, minimum | SF | 7.76
096400101100 | FINISHES | WOOD FLOORING | WOOD FLOORING | Wood flooring, oak strip, average | SF | 9.21
096400101120 | FINISHES | WOOD FLOORING | WOOD FLOORING | Wood flooring, oak strip, maximum | SF | 11.59
096400101240 | FINISHES | WOOD FLOORING | WOOD FLOORING | Wood flooring, maple strip, 25/32 x 2-1/4, min | SF | 9.41
096400101260 | FINISHES | WOOD FLOORING | WOOD FLOORING | Wood flooring, maple strip, 25/32 x 2-1/4, max | SF | 11.71
096400101300 | FINISHES | WOOD FLOORING | WOOD FLOORING | Wood flooring, maple strip, 33/32" x 3-1/4", min | SF | 11.58
096400101320 | FINISHES | WOOD FLOORING | WOOD FLOORING | Wood flooring, maple strip, 33/32" x 3-1/4", max | SF | 12.58
096400101520 | FINISHES | WOOD FLOORING | WOOD FLOORING | Wood block industrial flooring, creosoted, 2" th | SF | 6.5
096400101540 | FINISHES | WOOD FLOORING | WOOD FLOORING | Wood block industrial flooring, creosoted, 2-1/2" th | SF | 7.08
096400101560 | FINISHES | WOOD FLOORING | WOOD FLOORING | Wood block industrial flooring, creosoted, 3" th | SF | 7.42
096400102520 | FINISHES | WOOD FLOORING | WOOD FLOORING | Wood parquet, 5/16", white oak, prefinished | SF | 14.54
096400102540 | FINISHES | WOOD FLOORING | WOOD FLOORING | Wood parquet, 5/16", white oak, unfinished | SF | 9.13
096400103000 | FINISHES | WOOD FLOORING | WOOD FLOORING | Gym, floor, w/felt, 25/32" maple, finished | SF | 13.43
096400103020 | FINISHES | WOOD FLOORING | WOOD FLOORING | Gym floor over wood sleepers | SF | 14.16
096400109020 | FINISHES | WOOD FLOORING | WOOD FLOORING | Floor finishing, sand, fill, shellac and wax | SF | 2.74
096400109100 | FINISHES | WOOD FLOORING | WOOD FLOORING | Floor refinish, sand, seal, 2 coats of poly | SF | 3.94
096400109540 | FINISHES | WOOD FLOORING | WOOD FLOORING | Clean and wax floors | SF | 0.66
096513101130 | FINISHES | RESILIENT FLOORING | RESILIENT BASE AND ACCESSORIES | Wall base, vinyl, group 1, black russet & umber, 4" hi | LF | 4.45
096513101140 | FINISHES | RESILIENT FLOORING | RESILIENT BASE AND ACCESSORIES | Wall base, vinyl, group 1, black russet & umber, 6" hi | LF | 5.07
096513101180 | FINISHES | RESILIENT FLOORING | RESILIENT BASE AND ACCESSORIES | Wall base, vinyl, group 2, all except white, 4" high | LF | 4.24
096513101200 | FINISHES | RESILIENT FLOORING | RESILIENT BASE AND ACCESSORIES | Wall base, vinyl, group 2, all except white, 6" high | LF | 5.12
096513101230 | FINISHES | RESILIENT FLOORING | RESILIENT BASE AND ACCESSORIES | Wall base, vinyl, group 3, white only, 4" high | LF | 6.14
096513101240 | FINISHES | RESILIENT FLOORING | RESILIENT BASE AND ACCESSORIES | Wall base, vinyl, group 3, white only, 6" high | LF | 6.56
096513106020 | FINISHES | RESILIENT FLOORING | RESILIENT BASE AND ACCESSORIES | Stair access, treads, 1/4"x 12", rubber diam, marbled | LF | 27.53
096513106040 | FINISHES | RESILIENT FLOORING | RESILIENT BASE AND ACCESSORIES | Stair access, treads, 1/4"x 12", rubber, mbld, black | LF | 28.19
096513106100 | FINISHES | RESILIENT FLOORING | RESILIENT BASE AND ACCESSORIES | Stair access, treads, grit safety, 12" w, col, 3/16" th | LF | 28.17
096513106120 | FINISHES | RESILIENT FLOORING | RESILIENT BASE AND ACCESSORIES | Stair access, treads, grit safety, 12" w, col, 5/16" th | LF | 35.27
096513106160 | FINISHES | RESILIENT FLOORING | RESILIENT BASE AND ACCESSORIES | Stair access, risers, 7" hi, 1/8" th, colors, flat | LF | 12.06
096513106180 | FINISHES | RESILIENT FLOORING | RESILIENT BASE AND ACCESSORIES | Stair access, risers, 7" hi, 1/8" th, colors, coved | LF | 9.6
096513106320 | FINISHES | RESILIENT FLOORING | RESILIENT BASE AND ACCESSORIES | Stair access, nosing, rubber, 3/16" th, 3" w, black | LF | 11.01
096513106340 | FINISHES | RESILIENT FLOORING | RESILIENT BASE AND ACCESSORIES | Stair access, nosing, rubber, 3/16" th, 3" w, colors | LF | 11.87
096513106360 | FINISHES | RESILIENT FLOORING | RESILIENT BASE AND ACCESSORIES | Stair access, nosing, rubber, 3/16" th, 6" w, black | LF | 15.31
096513106380 | FINISHES | RESILIENT FLOORING | RESILIENT BASE AND ACCESSORIES | Stair access, nosing, rubber, 3/16" th, 6" w, colors | LF | 15.89
096516101000 | FINISHES | RESILIENT FLOORING | RESILIENT SHEET FLOORING | Vinyl sheet flooring, minimum | SF | 5.21
096516101002 | FINISHES | RESILIENT FLOORING | RESILIENT SHEET FLOORING | Vinyl sheet flooring, average | SF | 10.35
096516101004 | FINISHES | RESILIENT FLOORING | RESILIENT SHEET FLOORING | Vinyl sheet flooring, maximum | SF | 19.19
096516101020 | FINISHES | RESILIENT FLOORING | RESILIENT SHEET FLOORING | Vinyl cove molding, 6" high | LF | 6.78
096516102020 | FINISHES | RESILIENT FLOORING | RESILIENT SHEET FLOORING | Resil flrg, fluid apld, polyurethane, poured, 3/8" th | SF | 17.86
096516106220 | FINISHES | RESILIENT FLOORING | RESILIENT SHEET FLOORING | Resil flrg, fluid apld, vinyl sheet, bckd, 0.070" th | SF | 5.29
096516106240 | FINISHES | RESILIENT FLOORING | RESILIENT SHEET FLOORING | Resil flrg, fluid apld, vinyl sheet, bckd, 0.093" th | SF | 7.63
096516106260 | FINISHES | RESILIENT FLOORING | RESILIENT SHEET FLOORING | Resil flrg, fluid apld, vinyl sheet, bckd, 0.125" th | SF | 8.65
096516106280 | FINISHES | RESILIENT FLOORING | RESILIENT SHEET FLOORING | Resil flrg, fluid apld, vinyl sheet, bckd, 0.250" th | SF | 9.79
096519101040 | FINISHES | RESILIENT FLOORING | RESILIENT TILE FLOORING | Vinyl tile, solid, 1/8" thick, 12 x 12, marble | SF | 7.39
096519101060 | FINISHES | RESILIENT FLOORING | RESILIENT TILE FLOORING | Vinyl tile, solid, 1/8" thick, 12 x 12, color | SF | 8.97
096519101080 | FINISHES | RESILIENT FLOORING | RESILIENT TILE FLOORING | Vinyl tile, solid, 1/8" thick, 12 x 12, travertine | SF | 9.83
096519102040 | FINISHES | RESILIENT FLOORING | RESILIENT TILE FLOORING | Conductive tile, vinyl, 1/8" thick, 12 x 12 | SF | 11.62
096613101120 | FINISHES | TERRAZZO FLOORING | TERRAZZO | Terrazzo, bonded to conc, 1-3/4", 5/8 top, grey | SF | 18.15
096613101140 | FINISHES | TERRAZZO FLOORING | TERRAZZO | Terrazzo, bonded to conc, 1-3/4", 5/8 top, white | SF | 18.47
096613101220 | FINISHES | TERRAZZO FLOORING | TERRAZZO | Terrazzo, not bonded, 3" thick, 5/8 topper, grey | SF | 21.28
096613101240 | FINISHES | TERRAZZO FLOORING | TERRAZZO | Terrazzo, not bonded, 3" thick, 5/8 topper, white | SF | 21.61
096613101260 | FINISHES | TERRAZZO FLOORING | TERRAZZO | Monolithic terrazzo, 3-1/2" base slab, 5/8" top | SF | 15.61
096613101280 | FINISHES | TERRAZZO FLOORING | TERRAZZO | Monolithic terrazzo wainscot, cast, 1/2" thk | SF | 26.44
096613101300 | FINISHES | TERRAZZO FLOORING | TERRAZZO | Terrazo, base, cast in place, cove type, 6" high | LF | 20.17
096613101320 | FINISHES | TERRAZZO FLOORING | TERRAZZO | Terrazo, curb, cast in place, 6"x 6", polished top | LF | 46.57
096613101500 | FINISHES | TERRAZZO FLOORING | TERRAZZO | Terrazo, divider strips, zinc | LF | 1.52
096613101510 | FINISHES | TERRAZZO FLOORING | TERRAZZO | Terrazo, divider strips, brass | LF | 2.84
096613101620 | FINISHES | TERRAZZO FLOORING | TERRAZZO | Terrazo, stairs, cast, apld to conc, 1-1/2" thk, 12" w | LF | 44.11
096613101640 | FINISHES | TERRAZZO FLOORING | TERRAZZO | Terrazo, stairs, cast, apld to conc, comb tread & rise | LF | 104
096613102120 | FINISHES | TERRAZZO FLOORING | TERRAZZO | Precast terrazzo, non slip, 9"x 9"x 1" thick | SF | 27.98
096613102140 | FINISHES | TERRAZZO FLOORING | TERRAZZO | Precast terrazzo, non slip, 12"x 12"x 1" thick | SF | 28.61
096613102160 | FINISHES | TERRAZZO FLOORING | TERRAZZO | Precast terrazzo, non slip, 12"x 12"x 1-1/2" thick | SF | 30.13
096613102180 | FINISHES | TERRAZZO FLOORING | TERRAZZO | Precast terrazzo, non slip, 18"x 18"x 1-1/2" thick | SF | 36.05
096613102200 | FINISHES | TERRAZZO FLOORING | TERRAZZO | Precast terrazzo, non slip, 24"x 24"x 1-1/2" thick | SF | 41.31
096613103020 | FINISHES | TERRAZZO FLOORING | TERRAZZO | Precast terrazzo wainscot, 12"x 12"x 1" | SF | 28.47
096613103040 | FINISHES | TERRAZZO FLOORING | TERRAZZO | Precast terrazzo wainscot, 18"x 18"x 1-1/2" | SF | 37.16
096613103220 | FINISHES | TERRAZZO FLOORING | TERRAZZO | Precast terrazo, base, 6" high, straight | LF | 19.36
096613103240 | FINISHES | TERRAZZO FLOORING | TERRAZZO | Precast terrazo, base, 6" high, coved | LF | 21.85
096613103280 | FINISHES | TERRAZZO FLOORING | TERRAZZO | Precast terrazo, base, 8" high, straight | LF | 21.51
096613103300 | FINISHES | TERRAZZO FLOORING | TERRAZZO | Precast terrazo, base, 8" high, coved | LF | 24.1
096613103320 | FINISHES | TERRAZZO FLOORING | TERRAZZO | Precast terrazzo curbs, 8" wide x 8" high | LF | 65.58
096613103340 | FINISHES | TERRAZZO FLOORING | TERRAZZO | Precast terrazzo curbs, 6" wide x 6" high | LF | 57.16
096613103420 | FINISHES | TERRAZZO FLOORING | TERRAZZO | Prcst trzo stair treads, 12" w, 1-1/2" thk, diamond | LF | 56.17
096613103430 | FINISHES | TERRAZZO FLOORING | TERRAZZO | Prcst trzo stair treads, 12" w, 1-1/2" thk, non-slip | LF | 58.4
096613103450 | FINISHES | TERRAZZO FLOORING | TERRAZZO | Precast terrazzo stair treads, 12" w, 2" thk, strt | LF | 58.4
096613103460 | FINISHES | TERRAZZO FLOORING | TERRAZZO | Precast terrazzo stair treads, 12" w, 2" thk, curved | LF | 62.02
096613103520 | FINISHES | TERRAZZO FLOORING | TERRAZZO | Precast terrazzo, stair risers, 1" thk to 6" hi, strt | LF | 21.88
096613103530 | FINISHES | TERRAZZO FLOORING | TERRAZZO | Precast terrazzo, stair risers, 1" thk to 6" hi, cove | LF | 24.39
096613103640 | FINISHES | TERRAZZO FLOORING | TERRAZZO | Prcst trzo, comb tread/riser, strt, 1-1/2"/3/4" | LF | 83.03
096613103660 | FINISHES | TERRAZZO FLOORING | TERRAZZO | Prcst trzo, comb tread/riser, strt, 3" tread, 1" riser | LF | 95
096613103700 | FINISHES | TERRAZZO FLOORING | TERRAZZO | Prcst trzo, comb tread/riser, curved, 2" tread, 1" ris | LF | 104
096613103720 | FINISHES | TERRAZZO FLOORING | TERRAZZO | Prcst trzo, comb tread/riser, curved, 3" tread, 1" ris | LF | 106
096613103820 | FINISHES | TERRAZZO FLOORING | TERRAZZO | Prcst trzo, stair strgrs, notched, treads/riser, 1" th | LF | 55.95
096613103840 | FINISHES | TERRAZZO FLOORING | TERRAZZO | Prcst trzo, stair strgrs, notched, treads/riser, 2" th | LF | 63.74
096613103870 | FINISHES | TERRAZZO FLOORING | TERRAZZO | Precast terrazo, landings, struct, nonslip, 1-1/2" thk | SF | 47.51
096613103880 | FINISHES | TERRAZZO FLOORING | TERRAZZO | Precast terrazo, landings, struct, nonslip, 3" thick | SF | 63.96
096613104040 | FINISHES | TERRAZZO FLOORING | TERRAZZO | Conductive terrazzo, industrial, epoxy, floor | SF | 12.12
096613104060 | FINISHES | TERRAZZO FLOORING | TERRAZZO | Conductive terrazzo, industrial, epoxy, base | SF | 14.55
096613104080 | FINISHES | TERRAZZO FLOORING | TERRAZZO | Conductive terrazzo, industrial, polyacrylate, floor | SF | 14.21
096613104100 | FINISHES | TERRAZZO FLOORING | TERRAZZO | Conductive terrazzo, industrial, polyacrylate, base | SF | 17.13
096613104120 | FINISHES | TERRAZZO FLOORING | TERRAZZO | Conductive terrazzo, industrial, polyester, floor | SF | 7.45
096613104140 | FINISHES | TERRAZZO FLOORING | TERRAZZO | Conductive terrazzo, industrial, polyester, base | SF | 8.5
096613104170 | FINISHES | TERRAZZO FLOORING | TERRAZZO | Conduct terrazzo, industl, synth latex mastic, floor | SF | 12.39
096613104180 | FINISHES | TERRAZZO FLOORING | TERRAZZO | Conduct terrazzo, industl, synth latex mastic, base | SF | 13.97
096700101040 | FINISHES | FLUID APPLIED FLOORING | SPECIAL FLOORING | Epoxy flooring, colored quartz chips in 1/4" base | SF | 9.41
096700101060 | FINISHES | FLUID APPLIED FLOORING | SPECIAL FLOORING | Heavy duty epoxy topping, 3/16" thick | SF | 8.48
096700101090 | FINISHES | FLUID APPLIED FLOORING | SPECIAL FLOORING | Epoxy terrazzo, 1/4", chemical resistant | SF | 12.27
096800101005 | FINISHES | CARPET | CARPET PADDING | Foam rubber, waffle type, 0.3" thick | SY | 11.07
096800101020 | FINISHES | CARPET | CARPET PADDING | Carpet pad, jute, minimum | SY | 9.65
096800101022 | FINISHES | CARPET | CARPET PADDING | Carpet pad, jute, average | SY | 11.8
096800101024 | FINISHES | CARPET | CARPET PADDING | Carpet pad, jute, maximum | SY | 16.16
096800101040 | FINISHES | CARPET | CARPET PADDING | Carpet pad, sponge rubber, minimum | SY | 9.34
096800101042 | FINISHES | CARPET | CARPET PADDING | Carpet pad, sponge rubber, average | SY | 11.57
096800101044 | FINISHES | CARPET | CARPET PADDING | Carpet pad, sponge rubber, maximum | SY | 15.15
096800101060 | FINISHES | CARPET | CARPET PADDING | Carpet pad, urethane, 3/8", minimum | SY | 9.34
096800101062 | FINISHES | CARPET | CARPET PADDING | Carpet pad, urethane, 3/8", average | SY | 10.64
096800101064 | FINISHES | CARPET | CARPET PADDING | Carpet pad, urethane, 3/8", maximum | SY | 13.08
096800201000 | FINISHES | CARPET | CARPET | Carpet, acrylic, 28 oz, medium | SY | 28.27
096800201020 | FINISHES | CARPET | CARPET | Carpet, acrylic, 28 oz, heavy | SY | 32.09
096800202020 | FINISHES | CARPET | CARPET | Carpet, nylon, residential, 15 oz, light traffic | SY | 35.86
096800202040 | FINISHES | CARPET | CARPET | Carpet, nylon, residential, 15 oz, heavy traffic | SY | 43.81
096800202120 | FINISHES | CARPET | CARPET | Commercial carpet, nylon, 28 oz, medium | SY | 42.37
096800202140 | FINISHES | CARPET | CARPET | Commercial carpet, nylon, 32 oz, heavy | SY | 49.6
096800202150 | FINISHES | CARPET | CARPET | Commercial carpet, wool, 30 oz, medium | SY | 91.56
096800202160 | FINISHES | CARPET | CARPET | Commercial carpet, wool, 36 oz, medium | SY | 95.9
096800202180 | FINISHES | CARPET | CARPET | Commercial carpet, wool, 42 oz, heavy | SY | 124
096800203022 | FINISHES | CARPET | CARPET | Carpet tile, foam back, needle punch, minimum | SF | 6.07
096800203024 | FINISHES | CARPET | CARPET | Carpet tile, foam back, needle punch, average | SF | 6.95
096800203026 | FINISHES | CARPET | CARPET | Carpet tile, foam back, needle punch, maximum | SF | 10.18
096800203042 | FINISHES | CARPET | CARPET | Carpet tile, foam back, tufted, minimum | SF | 6.44
096800203044 | FINISHES | CARPET | CARPET | Carpet tile, foam back, tufted, average | SF | 7.61
096800203046 | FINISHES | CARPET | CARPET | Carpet tile, foam back, tufted, maximum | SF | 11.36
096800209000 | FINISHES | CARPET | CARPET | Clean and vacuum carpet, minimum | SY | 0.71
096800209020 | FINISHES | CARPET | CARPET | Clean and vacuum carpet, average | SY | 1.16
096800209040 | FINISHES | CARPET | CARPET | Clean and vacuum carpet, maximum | SY | 1.66
096900101000 | FINISHES | ACCESS FLOORING | ACCESS & PEDESTAL FLOOR | Access panels, no covering, 2'x 2' plain | SF | 14.49
096900101040 | FINISHES | ACCESS FLOORING | ACCESS & PEDESTAL FLOOR | Access panels, no covering, 2'x 2' perforated | SF | 59.54
096900101120 | FINISHES | ACCESS FLOORING | ACCESS & PEDESTAL FLOOR | Pedestals, for 6" to 12" clearance | EA | 19.03
096900101220 | FINISHES | ACCESS FLOORING | ACCESS & PEDESTAL FLOOR | Stringers, 2' | LF | 7.37
096900101240 | FINISHES | ACCESS FLOORING | ACCESS & PEDESTAL FLOOR | Stringers, 6' | LF | 6.2
096900101320 | FINISHES | ACCESS FLOORING | ACCESS & PEDESTAL FLOOR | Accessories, ramp assembly | SF | 75.53
096900101330 | FINISHES | ACCESS FLOORING | ACCESS & PEDESTAL FLOOR | Accessories, elevated floor assembly | SF | 118
096900101340 | FINISHES | ACCESS FLOORING | ACCESS & PEDESTAL FLOOR | Accessories, handrail | LF | 130
096900101360 | FINISHES | ACCESS FLOORING | ACCESS & PEDESTAL FLOOR | Accessories, fascia plate | LF | 63.98
096900101400 | FINISHES | ACCESS FLOORING | ACCESS & PEDESTAL FLOOR | Floor, for carpet tiles, add | SF | 12.04
096900101420 | FINISHES | ACCESS FLOORING | ACCESS & PEDESTAL FLOOR | Floor, for vinyl flooring, add | SF | 13.76
096900101540 | FINISHES | ACCESS FLOORING | ACCESS & PEDESTAL FLOOR | Floor, RF shielding components, hot rolled st, 14 ga | SF | 19.98
096900101560 | FINISHES | ACCESS FLOORING | ACCESS & PEDESTAL FLOOR | Floor, RF shielding components, hot rolled st, 11 ga | SF | 31.17
097200101000 | FINISHES | WALL COVERING | WALL COVERING | Vinyl wall covering, medium duty | SF | 2.16
097200101010 | FINISHES | WALL COVERING | WALL COVERING | Vinyl wall covering, heavy duty | SF | 3.58
097200101030 | FINISHES | WALL COVERING | WALL COVERING | Over pipes & irregular shapes, lightweight, 13 oz | SF | 3.41
097200101040 | FINISHES | WALL COVERING | WALL COVERING | Over pipes & irregular shapes, medium weight, 25 oz | SF | 3.96
097200101060 | FINISHES | WALL COVERING | WALL COVERING | Over pipes & irregular shapes, heavy weight, 34 oz | SF | 4.69
097200101140 | FINISHES | WALL COVERING | WALL COVERING | Cork wall covering, 1'x 3', 1/4" thick | SF | 7.8
097200101160 | FINISHES | WALL COVERING | WALL COVERING | Cork wall covering, 1'x 3', 1/2" thick | SF | 9.45
097200101180 | FINISHES | WALL COVERING | WALL COVERING | Cork wall covering, 1'x 3', 3/4" thick | SF | 10.43
097200101220 | FINISHES | WALL COVERING | WALL COVERING | Wall fabric, grass cloth, minimum | SF | 2.82
097200101240 | FINISHES | WALL COVERING | WALL COVERING | Wall fabric, grass cloth, average | SF | 3.12
097200101260 | FINISHES | WALL COVERING | WALL COVERING | Wall fabric, glass cloth, maximum | SF | 7.97
097200101280 | FINISHES | WALL COVERING | WALL COVERING | Flexible gypsum coated wall fabric, fire resistant | SF | 2.67
097200102020 | FINISHES | WALL COVERING | WALL COVERING | Vinyl corner guards, 3/4"x 3/4"x 8' | EA | 17.89
097200102040 | FINISHES | WALL COVERING | WALL COVERING | Vinyl corner guards, 2-3/4"x 2-3/4"x 4' | EA | 14.05
099100101050 | FINISHES | PAINT | PAINTING PREPARATION | Painting prep, dropcloths, minimum | SF | 0.22
099100101100 | FINISHES | PAINT | PAINTING PREPARATION | Painting prep, dropcloths, average | SF | 0.26
099100101150 | FINISHES | PAINT | PAINTING PREPARATION | Painting prep, dropcloths, maximum | SF | 0.48
099100101300 | FINISHES | PAINT | PAINTING PREPARATION | Painting prep, masking, paper and tape, minimum | LF | 0.73
099100101350 | FINISHES | PAINT | PAINTING PREPARATION | Painting prep, masking, paper and tape, average | LF | 0.92
099100101400 | FINISHES | PAINT | PAINTING PREPARATION | Painting prep, masking, paper and tape, maximum | LF | 1.22
099100101500 | FINISHES | PAINT | PAINTING PREPARATION | Painting prep, masking, paper and tape, doors, min | EA | 8.59
099100101550 | FINISHES | PAINT | PAINTING PREPARATION | Painting prep, masking, paper and tape, doors, avg | EA | 11.45
099100101600 | FINISHES | PAINT | PAINTING PREPARATION | Painting prep, masking, paper and tape, doors, max | EA | 15.25
099100101700 | FINISHES | PAINT | PAINTING PREPARATION | Painting prep, masking, paper and tape, windows, min | EA | 8.59
099100101750 | FINISHES | PAINT | PAINTING PREPARATION | Painting prep, masking, paper and tape, windows, avg | EA | 11.45
099100101800 | FINISHES | PAINT | PAINTING PREPARATION | Painting prep, masking, paper and tape, windows, max | EA | 15.25
099100102100 | FINISHES | PAINT | PAINTING PREPARATION | Painting prep, sanding, walls & flat surfaces, min | SF | 0.46
099100102150 | FINISHES | PAINT | PAINTING PREPARATION | Painting prep, sanding, walls & flat surfaces, avg | SF | 0.57
099100102200 | FINISHES | PAINT | PAINTING PREPARATION | Painting prep, sanding, walls & flat surfaces, max | SF | 0.68
099100102300 | FINISHES | PAINT | PAINTING PREPARATION | Painting prep, sanding, doors & windows, min | EA | 11.38
099100102350 | FINISHES | PAINT | PAINTING PREPARATION | Painting prep, sanding, doors & windows, avg | EA | 17.06
099100102400 | FINISHES | PAINT | PAINTING PREPARATION | Painting prep, sanding, doors & windows, max | EA | 22.75
099100102500 | FINISHES | PAINT | PAINTING PREPARATION | Painting prep, sanding, trim, min | LF | 0.85
099100102550 | FINISHES | PAINT | PAINTING PREPARATION | Painting prep, sanding, trim, avg | LF | 1.14
099100102600 | FINISHES | PAINT | PAINTING PREPARATION | Painting prep, sanding, trim, max | LF | 1.52
099100102700 | FINISHES | PAINT | PAINTING PREPARATION | Painting prep, puttying, min | SF | 1.07
099100102750 | FINISHES | PAINT | PAINTING PREPARATION | Painting prep, puttying, avg | SF | 1.41
099100102800 | FINISHES | PAINT | PAINTING PREPARATION | Painting prep, puttying, max | SF | 1.77
099100900850 | FINISHES | PAINT | PAINT | Paint, enamel, 600 Sf/gallon | GAL | 57.57
099100900900 | FINISHES | PAINT | PAINT | Paint, enamel, 550 Sf/gallon | GAL | 53.72
099100901000 | FINISHES | PAINT | PAINT | Paint, enamel, 500 Sf/gallon | GAL | 38.38
099100901020 | FINISHES | PAINT | PAINT | Paint, enamel, 450 Sf/gallon | GAL | 35.82
099100901060 | FINISHES | PAINT | PAINT | Paint, enamel, 350 Sf/gallon | GAL | 34.54
099100901100 | FINISHES | PAINT | PAINT | Paint, filler, 60 Sf/gallon | GAL | 40.93
099100901160 | FINISHES | PAINT | PAINT | Paint, latex, 400 Sf/gallon | GAL | 38.38
099100901180 | FINISHES | PAINT | PAINT | Paint, aluminum, 400 Sf/gallon | GAL | 51.17
099100901190 | FINISHES | PAINT | PAINT | Paint, aluminum, 500 Sf/gallon | GAL | 81.88
099100901200 | FINISHES | PAINT | PAINT | Paint, red lead, 350 Sf/gallon | GAL | 71.64
099100901240 | FINISHES | PAINT | PAINT | Primer, 400 Sf/gallon | GAL | 34.37
099100901250 | FINISHES | PAINT | PAINT | Primer, 300 Sf/gallon | GAL | 34.54
099100901280 | FINISHES | PAINT | PAINT | Primer, latex base, interior, white | GAL | 38.2
099100901500 | FINISHES | PAINT | PAINT | Sealer and varnish, 400 Sf/gallon | GAL | 35.82
099100901520 | FINISHES | PAINT | PAINT | Sealer and varnish, 425 Sf/gallon | GAL | 51.05
099100901540 | FINISHES | PAINT | PAINT | Sealer and varnish, 600 Sf/gallon | GAL | 66.52
099113001080 | FINISHES | PAINT | EXT PAINTING, SITEWORK | Ext painting, benches, brush, first coat, min | SF | 0.89
099113001100 | FINISHES | PAINT | EXT PAINTING, SITEWORK | Ext painting, benches, brush, first coat, avg | SF | 1.08
099113001120 | FINISHES | PAINT | EXT PAINTING, SITEWORK | Ext painting, benches, brush, first coat, max | SF | 1.38
099113001160 | FINISHES | PAINT | EXT PAINTING, SITEWORK | Ext painting, benches, brush, second coat, min | SF | 0.63
099113001180 | FINISHES | PAINT | EXT PAINTING, SITEWORK | Ext painting, benches, brush, second coat, avg | SF | 0.7
099113001200 | FINISHES | PAINT | EXT PAINTING, SITEWORK | Ext painting, benches, brush, second coat, max | SF | 0.79
099113001260 | FINISHES | PAINT | EXT PAINTING, SITEWORK | Ext painting, benches, roller, first coat, min | SF | 0.55
099113001280 | FINISHES | PAINT | EXT PAINTING, SITEWORK | Ext painting, benches, roller, first coat, avg | SF | 0.6
099113001300 | FINISHES | PAINT | EXT PAINTING, SITEWORK | Ext painting, benches, roller, first coat, max | SF | 0.67
099113001340 | FINISHES | PAINT | EXT PAINTING, SITEWORK | Ext painting, benches, roller, second coat, min | SF | 0.44
099113001360 | FINISHES | PAINT | EXT PAINTING, SITEWORK | Ext painting, benches, roller, second coat, avg | SF | 0.49
099113001380 | FINISHES | PAINT | EXT PAINTING, SITEWORK | Ext painting, benches, roller, second coat, max | SF | 0.53
099113002060 | FINISHES | PAINT | EXT PAINTING, SITEWORK | Ext painting, brickwork, brush, first coat, min | SF | 0.64
099113002080 | FINISHES | PAINT | EXT PAINTING, SITEWORK | Ext painting, brickwork, brush, first coat, avg | SF | 0.79
099113002100 | FINISHES | PAINT | EXT PAINTING, SITEWORK | Ext painting, brickwork, brush, first coat, max | SF | 1.09
099113002140 | FINISHES | PAINT | EXT PAINTING, SITEWORK | Ext painting, brickwork, brush, second coat, min | SF | 0.59
099113002160 | FINISHES | PAINT | EXT PAINTING, SITEWORK | Ext painting, brickwork, brush, second coat, avg | SF | 0.68
099113002180 | FINISHES | PAINT | EXT PAINTING, SITEWORK | Ext painting, brickwork, brush, second coat, max | SF | 0.81
099113002420 | FINISHES | PAINT | EXT PAINTING, SITEWORK | Ext painting, brickwork, spray, first coat, min | SF | 0.36
099113002440 | FINISHES | PAINT | EXT PAINTING, SITEWORK | Ext painting, brickwork, spray, first coat, avg | SF | 0.42
099113002460 | FINISHES | PAINT | EXT PAINTING, SITEWORK | Ext painting, brickwork, spray, first coat, max | SF | 0.51
099113002500 | FINISHES | PAINT | EXT PAINTING, SITEWORK | Ext painting, brickwork, spray, second coat, min | SF | 0.35
099113002520 | FINISHES | PAINT | EXT PAINTING, SITEWORK | Ext painting, brickwork, spray, second coat, avg | SF | 0.4
099113002540 | FINISHES | PAINT | EXT PAINTING, SITEWORK | Ext painting, brickwork, spray, second coat, max | SF | 0.48
099113003060 | FINISHES | PAINT | EXT PAINTING, SITEWORK | Ext painting, concrete block, roller, first coat, min | SF | 0.55
099113003080 | FINISHES | PAINT | EXT PAINTING, SITEWORK | Ext painting, concrete block, roller, first coat, avg | SF | 0.68
099113003100 | FINISHES | PAINT | EXT PAINTING, SITEWORK | Ext painting, concrete block, roller, first coat, max | SF | 0.92
099113003140 | FINISHES | PAINT | EXT PAINTING, SITEWORK | Ext painting, concrete block, roller, second coat, min | SF | 0.49
099113003160 | FINISHES | PAINT | EXT PAINTING, SITEWORK | Ext painting, concrete block, roller, second coat, avg | SF | 0.6
099113003180 | FINISHES | PAINT | EXT PAINTING, SITEWORK | Ext painting, concrete block, roller, second coat, max | SF | 0.81
099113003240 | FINISHES | PAINT | EXT PAINTING, SITEWORK | Ext painting, concrete block, spray, first coat, min | SF | 0.36
099113003260 | FINISHES | PAINT | EXT PAINTING, SITEWORK | Ext painting, concrete block, spray, first coat, avg | SF | 0.41
099113003280 | FINISHES | PAINT | EXT PAINTING, SITEWORK | Ext painting, concrete block, spray, first coat, max | SF | 0.46
099113003320 | FINISHES | PAINT | EXT PAINTING, SITEWORK | Ext painting, concrete block, spray, second coat, min | SF | 0.29
099113003340 | FINISHES | PAINT | EXT PAINTING, SITEWORK | Ext painting, concrete block, spray, second coat, avg | SF | 0.34
099113003360 | FINISHES | PAINT | EXT PAINTING, SITEWORK | Ext painting, concrete block, spray, second coat, max | SF | 0.41
099113003560 | FINISHES | PAINT | EXT PAINTING, SITEWORK | Ext painting, fences, chain link, brush, first coat, min | SF | 0.82
099113003580 | FINISHES | PAINT | EXT PAINTING, SITEWORK | Ext painting, fences, chain link, brush, first coat, avg | SF | 0.91
099113003600 | FINISHES | PAINT | EXT PAINTING, SITEWORK | Ext painting, fences, chain link, brush, first coat, max | SF | 1.02
099113003640 | FINISHES | PAINT | EXT PAINTING, SITEWORK | Ext painting, fences, chain link, brush, second coat, min | SF | 0.6
099113003660 | FINISHES | PAINT | EXT PAINTING, SITEWORK | Ext painting, fences, chain link, brush, second coat, avg | SF | 0.68
099113003680 | FINISHES | PAINT | EXT PAINTING, SITEWORK | Ext painting, fences, chain link, brush, second coat, max | SF | 0.79
099113003740 | FINISHES | PAINT | EXT PAINTING, SITEWORK | Ext painting, fences, chain link, roller, first coat, min | SF | 0.63
099113003760 | FINISHES | PAINT | EXT PAINTING, SITEWORK | Ext painting, fences, chain link, roller, first coat, avg | SF | 0.72
099113003780 | FINISHES | PAINT | EXT PAINTING, SITEWORK | Ext painting, fences, chain link, roller, first coat, max | SF | 0.82
099113003820 | FINISHES | PAINT | EXT PAINTING, SITEWORK | Ext painting, fences, chain link, roller, second coat, min | SF | 0.42
099113003840 | FINISHES | PAINT | EXT PAINTING, SITEWORK | Ext painting, fences, chain link, roller, second coat, avg | SF | 0.49
099113003860 | FINISHES | PAINT | EXT PAINTING, SITEWORK | Ext painting, fences, chain link, roller, second coat, max | SF | 0.6
099113003920 | FINISHES | PAINT | EXT PAINTING, SITEWORK | Ext painting, fences, chain link, spray, first coat, min | SF | 0.32
099113003940 | FINISHES | PAINT | EXT PAINTING, SITEWORK | Ext painting, fences, chain link, spray, first coat, avg | SF | 0.37
099113003960 | FINISHES | PAINT | EXT PAINTING, SITEWORK | Ext painting, fences, chain link, spray, first coat, max | SF | 0.42
099113004000 | FINISHES | PAINT | EXT PAINTING, SITEWORK | Ext painting, fences, chain link, spray, second coat, min | SF | 0.27
099113004060 | FINISHES | PAINT | EXT PAINTING, SITEWORK | Ext painting, fences, chain link, spray, second coat, avg | SF | 0.32
099113004080 | FINISHES | PAINT | EXT PAINTING, SITEWORK | Ext painting, fences, chain link, spray, second coat, max | SF | 0.35
099113004260 | FINISHES | PAINT | EXT PAINTING, SITEWORK | Ext painting, fences, wood/masonry, brush, first coat, min | SF | 0.93
099113004280 | FINISHES | PAINT | EXT PAINTING, SITEWORK | Ext painting, fences, wood/masonry, brush, first coat, avg | SF | 1.07
099113004300 | FINISHES | PAINT | EXT PAINTING, SITEWORK | Ext painting, fences, wood/masonry, brush, first coat, max | SF | 1.38
099113004340 | FINISHES | PAINT | EXT PAINTING, SITEWORK | Ext painting, fences, wood/masonry, brush, second coat, min | SF | 0.64
099113004360 | FINISHES | PAINT | EXT PAINTING, SITEWORK | Ext painting, fences, wood/masonry, brush, second coat, avg | SF | 0.75
099113004380 | FINISHES | PAINT | EXT PAINTING, SITEWORK | Ext painting, fences, wood/masonry, brush, second coat, max | SF | 0.92
099113004440 | FINISHES | PAINT | EXT PAINTING, SITEWORK | Ext painting, fences, wood/masonry, roller, first coat, min | SF | 0.59
099113004460 | FINISHES | PAINT | EXT PAINTING, SITEWORK | Ext painting, fences, wood/masonry, roller, first coat, avg | SF | 0.68
099113004480 | FINISHES | PAINT | EXT PAINTING, SITEWORK | Ext painting, fences, wood/masonry, roller, first coat, max | SF | 0.77
099113004520 | FINISHES | PAINT | EXT PAINTING, SITEWORK | Ext painting, fences, wood/masonry, roller, second coat, min | SF | 0.47
099113004540 | FINISHES | PAINT | EXT PAINTING, SITEWORK | Ext painting, fences, wood/masonry, roller, second coat, avg | SF | 0.55
099113004560 | FINISHES | PAINT | EXT PAINTING, SITEWORK | Ext painting, fences, wood/masonry, roller, second coat, max | SF | 0.67
099113004620 | FINISHES | PAINT | EXT PAINTING, SITEWORK | Ext painting, fences, wood/masonry, spray, first coat, min | SF | 0.41
099113004640 | FINISHES | PAINT | EXT PAINTING, SITEWORK | Ext painting, fences, wood/masonry, spray, first coat, avg | SF | 0.49
099113004660 | FINISHES | PAINT | EXT PAINTING, SITEWORK | Ext painting, fences, wood/masonry, spray, first coat, max | SF | 0.63
099113004700 | FINISHES | PAINT | EXT PAINTING, SITEWORK | Ext painting, fences, wood/masonry, spray, second coat, min | SF | 0.34
099113004760 | FINISHES | PAINT | EXT PAINTING, SITEWORK | Ext painting, fences, wood/masonry, spray, second coat, avg | SF | 0.39
099113004780 | FINISHES | PAINT | EXT PAINTING, SITEWORK | Ext painting, fences, wood/masonry, spray, second coat, max | SF | 0.48
099113004860 | FINISHES | PAINT | EXT PAINTING, SITEWORK | Ext painting, storage tanks, roller, first coat, min | SF | 0.45
099113004880 | FINISHES | PAINT | EXT PAINTING, SITEWORK | Ext painting, storage tanks, roller, first coat, avg | SF | 0.52
099113004900 | FINISHES | PAINT | EXT PAINTING, SITEWORK | Ext painting, storage tanks, roller, first coat, max | SF | 0.63
099113004940 | FINISHES | PAINT | EXT PAINTING, SITEWORK | Ext painting, storage tanks, roller, second coat, min | SF | 0.4
099113004960 | FINISHES | PAINT | EXT PAINTING, SITEWORK | Ext painting, storage tanks, roller, second coat, avg | SF | 0.45
099113004980 | FINISHES | PAINT | EXT PAINTING, SITEWORK | Ext painting, storage tanks, roller, second coat, max | SF | 0.54
099113005040 | FINISHES | PAINT | EXT PAINTING, SITEWORK | Ext painting, storage tanks, spray, first coat, min | SF | 0.31
099113005060 | FINISHES | PAINT | EXT PAINTING, SITEWORK | Ext painting, storage tanks, spray, first coat, avg | SF | 0.35
099113005080 | FINISHES | PAINT | EXT PAINTING, SITEWORK | Ext painting, storage tanks, spray, first coat, max | SF | 0.41
099113005160 | FINISHES | PAINT | EXT PAINTING, SITEWORK | Ext painting, storage tanks, spray, second coat, min | SF | 0.28
099113005180 | FINISHES | PAINT | EXT PAINTING, SITEWORK | Ext painting, storage tanks, spray, second coat, avg | SF | 0.3
099113005200 | FINISHES | PAINT | EXT PAINTING, SITEWORK | Ext painting, storage tanks, spray, second coat, max | SF | 0.34
099113101060 | FINISHES | PAINT | EXT PAINTING, BUILDINGS | Ext painting, decks, metal, spray, first coat, min | SF | 0.45
099113101080 | FINISHES | PAINT | EXT PAINTING, BUILDINGS | Ext painting, decks, metal, spray, first coat, avg | SF | 0.49
099113101100 | FINISHES | PAINT | EXT PAINTING, BUILDINGS | Ext painting, decks, metal, spray, first coat, max | SF | 0.55
099113101140 | FINISHES | PAINT | EXT PAINTING, BUILDINGS | Ext painting, decks, metal, spray, second coat, min | SF | 0.34
099113101160 | FINISHES | PAINT | EXT PAINTING, BUILDINGS | Ext painting, decks, metal, spray, second coat, avg | SF | 0.38
099113101180 | FINISHES | PAINT | EXT PAINTING, BUILDINGS | Ext painting, decks, metal, spray, second coat, max | SF | 0.43
099113101260 | FINISHES | PAINT | EXT PAINTING, BUILDINGS | Ext painting, decks, wood, stained, brush, first coat, min | SF | 0.51
099113101280 | FINISHES | PAINT | EXT PAINTING, BUILDINGS | Ext painting, decks, wood, stained, brush, first coat, avg | SF | 0.56
099113101300 | FINISHES | PAINT | EXT PAINTING, BUILDINGS | Ext painting, decks, wood, stained, brush, first coat, max | SF | 0.63
099113101340 | FINISHES | PAINT | EXT PAINTING, BUILDINGS | Ext painting, decks, wood, stained, brush, second coat, min | SF | 0.41
099113101360 | FINISHES | PAINT | EXT PAINTING, BUILDINGS | Ext painting, decks, wood, stained, brush, second coat, avg | SF | 0.44
099113101380 | FINISHES | PAINT | EXT PAINTING, BUILDINGS | Ext painting, decks, wood, stained, brush, second coat, max | SF | 0.48
099113101440 | FINISHES | PAINT | EXT PAINTING, BUILDINGS | Ext painting, decks, wood, stained, roller, first coat, min | SF | 0.41
099113101460 | FINISHES | PAINT | EXT PAINTING, BUILDINGS | Ext painting, decks, wood, stained, roller, first coat, avg | SF | 0.44
099113101480 | FINISHES | PAINT | EXT PAINTING, BUILDINGS | Ext painting, decks, wood, stained, roller, first coat, max | SF | 0.48
099113101520 | FINISHES | PAINT | EXT PAINTING, BUILDINGS | Ext painting, decks, wood, stained, roller, second coat, min | SF | 0.38
099113101540 | FINISHES | PAINT | EXT PAINTING, BUILDINGS | Ext painting, decks, wood, stained, roller, second coat, avg | SF | 0.41
099113101560 | FINISHES | PAINT | EXT PAINTING, BUILDINGS | Ext painting, decks, wood, stained, roller, second coat, max | SF | 0.46
099113101620 | FINISHES | PAINT | EXT PAINTING, BUILDINGS | Ext painting, decks, wood, stained, spray, first coat, min | SF | 0.35
099113101640 | FINISHES | PAINT | EXT PAINTING, BUILDINGS | Ext painting, decks, wood, stained, spray, first coat, avg | SF | 0.38
099113101660 | FINISHES | PAINT | EXT PAINTING, BUILDINGS | Ext painting, decks, wood, stained, spray, first coat, max | SF | 0.43
099113101700 | FINISHES | PAINT | EXT PAINTING, BUILDINGS | Ext painting, decks, wood, stained, spray, second coat, min | SF | 0.33
099113101720 | FINISHES | PAINT | EXT PAINTING, BUILDINGS | Ext painting, decks, wood, stained, spray, second coat, avg | SF | 0.36
099113101740 | FINISHES | PAINT | EXT PAINTING, BUILDINGS | Ext painting, decks, wood, stained, spray, second coat, max | SF | 0.4
099113101820 | FINISHES | PAINT | EXT PAINTING, BUILDINGS | Ext painting, doors, metal, roller, first coat, min | SF | 0.66
099113101840 | FINISHES | PAINT | EXT PAINTING, BUILDINGS | Ext painting, doors, metal, roller, first coat, avg | SF | 0.75
099113101860 | FINISHES | PAINT | EXT PAINTING, BUILDINGS | Ext painting, doors, metal, roller, first coat, max | SF | 0.88
099113101900 | FINISHES | PAINT | EXT PAINTING, BUILDINGS | Ext painting, doors, metal, roller, second coat, min | SF | 0.51
099113101920 | FINISHES | PAINT | EXT PAINTING, BUILDINGS | Ext painting, doors, metal, roller, second coat, avg | SF | 0.56
099113101940 | FINISHES | PAINT | EXT PAINTING, BUILDINGS | Ext painting, doors, metal, roller, second coat, max | SF | 0.63
099113102000 | FINISHES | PAINT | EXT PAINTING, BUILDINGS | Ext painting, doors, metal, spray, first coat, min | SF | 0.57
099113102020 | FINISHES | PAINT | EXT PAINTING, BUILDINGS | Ext painting, doors, metal, spray, first coat, avg | SF | 0.64
099113102040 | FINISHES | PAINT | EXT PAINTING, BUILDINGS | Ext painting, doors, metal, spray, first coat, max | SF | 0.74
099113102080 | FINISHES | PAINT | EXT PAINTING, BUILDINGS | Ext painting, doors, metal, spray, second coat, min | SF | 0.45
099113102100 | FINISHES | PAINT | EXT PAINTING, BUILDINGS | Ext painting, doors, metal, spray, second coat, avg | SF | 0.49
099113102120 | FINISHES | PAINT | EXT PAINTING, BUILDINGS | Ext painting, doors, metal, spray, second coat, max | SF | 0.55
099113102200 | FINISHES | PAINT | EXT PAINTING, BUILDINGS | Ext painting, door frames, metal, brush, first coat, min | LF | 1.06
099113102220 | FINISHES | PAINT | EXT PAINTING, BUILDINGS | Ext painting, door frames, metal, brush, first coat, avg | LF | 1.29
099113102240 | FINISHES | PAINT | EXT PAINTING, BUILDINGS | Ext painting, door frames, metal, brush, first coat, max | LF | 1.48
099113102280 | FINISHES | PAINT | EXT PAINTING, BUILDINGS | Ext painting, door frames, metal, brush, second coat, min | LF | 0.7
099113102300 | FINISHES | PAINT | EXT PAINTING, BUILDINGS | Ext painting, door frames, metal, brush, second coat, avg | LF | 0.79
099113102320 | FINISHES | PAINT | EXT PAINTING, BUILDINGS | Ext painting, door frames, metal, brush, second coat, max | LF | 0.92
099113102380 | FINISHES | PAINT | EXT PAINTING, BUILDINGS | Ext painting, door frames, metal, spray, first coat, min | LF | 0.52
099113102400 | FINISHES | PAINT | EXT PAINTING, BUILDINGS | Ext painting, door frames, metal, spray, first coat, avg | LF | 0.64
099113102420 | FINISHES | PAINT | EXT PAINTING, BUILDINGS | Ext painting, door frames, metal, spray, first coat, max | LF | 0.85
099113102460 | FINISHES | PAINT | EXT PAINTING, BUILDINGS | Ext painting, door frames, metal, spray, second coat, min | LF | 0.45
099113102480 | FINISHES | PAINT | EXT PAINTING, BUILDINGS | Ext painting, door frames, metal, spray, second coat, avg | LF | 0.49
099113102500 | FINISHES | PAINT | EXT PAINTING, BUILDINGS | Ext painting, door frames, metal, spray, second coat, max | LF | 0.55
099113102580 | FINISHES | PAINT | EXT PAINTING, BUILDINGS | Ext painting, doors, wood, brush, first coat, min | SF | 1.22
099113102600 | FINISHES | PAINT | EXT PAINTING, BUILDINGS | Ext painting, doors, wood, brush, first coat, avg | SF | 1.55
099113102620 | FINISHES | PAINT | EXT PAINTING, BUILDINGS | Ext painting, doors, wood, brush, first coat, max | SF | 1.91
099113102660 | FINISHES | PAINT | EXT PAINTING, BUILDINGS | Ext painting, doors, wood, brush, second coat, min | SF | 1.02
099113102680 | FINISHES | PAINT | EXT PAINTING, BUILDINGS | Ext painting, doors, wood, brush, second coat, avg | SF | 1.16
099113102700 | FINISHES | PAINT | EXT PAINTING, BUILDINGS | Ext painting, doors, wood, brush, second coat, max | SF | 1.34
099113102760 | FINISHES | PAINT | EXT PAINTING, BUILDINGS | Ext painting, doors, wood, roller, first coat, min | SF | 0.63
099113102780 | FINISHES | PAINT | EXT PAINTING, BUILDINGS | Ext painting, doors, wood, roller, first coat, avg | SF | 0.75
099113102800 | FINISHES | PAINT | EXT PAINTING, BUILDINGS | Ext painting, doors, wood, roller, first coat, max | SF | 1.05
099113102840 | FINISHES | PAINT | EXT PAINTING, BUILDINGS | Ext painting, doors, wood, roller, second coat, min | SF | 0.51
099113102860 | FINISHES | PAINT | EXT PAINTING, BUILDINGS | Ext painting, doors, wood, roller, second coat, avg | SF | 0.56
099113102880 | FINISHES | PAINT | EXT PAINTING, BUILDINGS | Ext painting, doors, wood, roller, second coat, max | SF | 0.77
099113102940 | FINISHES | PAINT | EXT PAINTING, BUILDINGS | Ext painting, doors, wood, spray, first coat, min | SF | 0.35
099113102960 | FINISHES | PAINT | EXT PAINTING, BUILDINGS | Ext painting, doors, wood, spray, first coat, avg | SF | 0.41
099113102980 | FINISHES | PAINT | EXT PAINTING, BUILDINGS | Ext painting, doors, wood, spray, first coat, max | SF | 0.51
099113103020 | FINISHES | PAINT | EXT PAINTING, BUILDINGS | Ext painting, doors, wood, spray, second coat, min | SF | 0.31
099113103040 | FINISHES | PAINT | EXT PAINTING, BUILDINGS | Ext painting, doors, wood, spray, second coat, avg | SF | 0.35
099113103060 | FINISHES | PAINT | EXT PAINTING, BUILDINGS | Ext painting, doors, wood, spray, second coat, max | SF | 0.4
099113103140 | FINISHES | PAINT | EXT PAINTING, BUILDINGS | Ext painting, gutters & downspouts, brush, first coat, min | LF | 1.06
099113103160 | FINISHES | PAINT | EXT PAINTING, BUILDINGS | Ext painting, gutters & downspouts, brush, first coat, avg | LF | 1.2
099113103180 | FINISHES | PAINT | EXT PAINTING, BUILDINGS | Ext painting, gutters & downspouts, brush, first coat, max | LF | 1.38
099113103220 | FINISHES | PAINT | EXT PAINTING, BUILDINGS | Ext painting, gutters & downspouts, brush, second coat, min | LF | 0.78
099113103240 | FINISHES | PAINT | EXT PAINTING, BUILDINGS | Ext painting, gutters & downspouts, brush, second coat, avg | LF | 0.9
099113103260 | FINISHES | PAINT | EXT PAINTING, BUILDINGS | Ext painting, gutters & downspouts, brush, second coat, max | LF | 1.09
099113103360 | FINISHES | PAINT | EXT PAINTING, BUILDINGS | Ext painting, siding, metal, roller, first coat, min | SF | 0.45
099113103380 | FINISHES | PAINT | EXT PAINTING, BUILDINGS | Ext painting, siding, metal, roller, first coat, avg | SF | 0.49
099113103400 | FINISHES | PAINT | EXT PAINTING, BUILDINGS | Ext painting, siding, metal, roller, first coat, max | SF | 0.54
099113103440 | FINISHES | PAINT | EXT PAINTING, BUILDINGS | Ext painting, siding, metal, roller, second coat, min | SF | 0.43
099113103460 | FINISHES | PAINT | EXT PAINTING, BUILDINGS | Ext painting, siding, metal, roller, second coat, avg | SF | 0.46
099113103480 | FINISHES | PAINT | EXT PAINTING, BUILDINGS | Ext painting, siding, metal, roller, second coat, max | SF | 0.51
099113103540 | FINISHES | PAINT | EXT PAINTING, BUILDINGS | Ext painting, siding, metal, spray, first coat, min | SF | 0.35
099113103560 | FINISHES | PAINT | EXT PAINTING, BUILDINGS | Ext painting, siding, metal, spray, first coat, avg | SF | 0.39
099113103580 | FINISHES | PAINT | EXT PAINTING, BUILDINGS | Ext painting, siding, metal, spray, first coat, max | SF | 0.45
099113103620 | FINISHES | PAINT | EXT PAINTING, BUILDINGS | Ext painting, siding, metal, spray, second coat, min | SF | 0.28
099113103640 | FINISHES | PAINT | EXT PAINTING, BUILDINGS | Ext painting, siding, metal, spray, second coat, avg | SF | 0.32
099113103660 | FINISHES | PAINT | EXT PAINTING, BUILDINGS | Ext painting, siding, metal, spray, second coat, max | SF | 0.4
099113103740 | FINISHES | PAINT | EXT PAINTING, BUILDINGS | Ext painting, siding, wood, roller, first coat, min | SF | 0.38
099113103760 | FINISHES | PAINT | EXT PAINTING, BUILDINGS | Ext painting, siding, wood, roller, first coat, avg | SF | 0.43
099113103780 | FINISHES | PAINT | EXT PAINTING, BUILDINGS | Ext painting, siding, wood, roller, first coat, max | SF | 0.48
099113103820 | FINISHES | PAINT | EXT PAINTING, BUILDINGS | Ext painting, siding, wood, roller, second coat, min | SF | 0.42
099113103840 | FINISHES | PAINT | EXT PAINTING, BUILDINGS | Ext painting, siding, wood, roller, second coat, avg | SF | 0.46
099113103860 | FINISHES | PAINT | EXT PAINTING, BUILDINGS | Ext painting, siding, wood, roller, second coat, max | SF | 0.51
099113103920 | FINISHES | PAINT | EXT PAINTING, BUILDINGS | Ext painting, siding, wood, spray, first coat, min | SF | 0.37
099113103940 | FINISHES | PAINT | EXT PAINTING, BUILDINGS | Ext painting, siding, wood, spray, first coat, avg | SF | 0.39
099113103960 | FINISHES | PAINT | EXT PAINTING, BUILDINGS | Ext painting, siding, wood, spray, first coat, max | SF | 0.43
099113104000 | FINISHES | PAINT | EXT PAINTING, BUILDINGS | Ext painting, siding, wood, spray, second coat, min | SF | 0.31
099113104020 | FINISHES | PAINT | EXT PAINTING, BUILDINGS | Ext painting, siding, wood, spray, second coat, avg | SF | 0.38
099113104040 | FINISHES | PAINT | EXT PAINTING, BUILDINGS | Ext painting, siding, wood, spray, second coat, max | SF | 0.51
099113104120 | FINISHES | PAINT | EXT PAINTING, BUILDINGS | Ext painting, siding, stucco, roller, first coat, min | SF | 0.52
099113104140 | FINISHES | PAINT | EXT PAINTING, BUILDINGS | Ext painting, siding, stucco, roller, first coat, avg | SF | 0.58
099113104160 | FINISHES | PAINT | EXT PAINTING, BUILDINGS | Ext painting, siding, stucco, roller, first coat, max | SF | 0.67
099113104200 | FINISHES | PAINT | EXT PAINTING, BUILDINGS | Ext painting, siding, stucco, roller, second coat, min | SF | 0.46
099113104220 | FINISHES | PAINT | EXT PAINTING, BUILDINGS | Ext painting, siding, stucco, roller, second coat, avg | SF | 0.51
099113104240 | FINISHES | PAINT | EXT PAINTING, BUILDINGS | Ext painting, siding, stucco, roller, second coat, max | SF | 0.58
099113104300 | FINISHES | PAINT | EXT PAINTING, BUILDINGS | Ext painting, siding, stucco, spray, first coat, min | SF | 0.38
099113104320 | FINISHES | PAINT | EXT PAINTING, BUILDINGS | Ext painting, siding, stucco, spray, first coat, avg | SF | 0.42
099113104340 | FINISHES | PAINT | EXT PAINTING, BUILDINGS | Ext painting, siding, stucco, spray, first coat, max | SF | 0.48
099113104380 | FINISHES | PAINT | EXT PAINTING, BUILDINGS | Ext painting, siding, stucco, spray, second coat, min | SF | 0.34
099113104400 | FINISHES | PAINT | EXT PAINTING, BUILDINGS | Ext painting, siding, stucco, spray, second coat, avg | SF | 0.38
099113104420 | FINISHES | PAINT | EXT PAINTING, BUILDINGS | Ext painting, siding, stucco, spray, second coat, max | SF | 0.43
099113104500 | FINISHES | PAINT | EXT PAINTING, BUILDINGS | Ext painting, trim, brush, first coat, min | LF | 0.49
099113104520 | FINISHES | PAINT | EXT PAINTING, BUILDINGS | Ext painting, trim, brush, first coat, avg | LF | 0.56
099113104540 | FINISHES | PAINT | EXT PAINTING, BUILDINGS | Ext painting, trim, brush, first coat, max | LF | 0.67
099113104580 | FINISHES | PAINT | EXT PAINTING, BUILDINGS | Ext painting, trim, brush, second coat, min | LF | 0.42
099113104600 | FINISHES | PAINT | EXT PAINTING, BUILDINGS | Ext painting, trim, brush, second coat, avg | LF | 0.5
099113104620 | FINISHES | PAINT | EXT PAINTING, BUILDINGS | Ext painting, trim, brush, second coat, max | LF | 0.67
099113104700 | FINISHES | PAINT | EXT PAINTING, BUILDINGS | Ext painting, walls, roller, first coat, min | SF | 0.41
099113104720 | FINISHES | PAINT | EXT PAINTING, BUILDINGS | Ext painting, walls, roller, first coat, avg | SF | 0.43
099113104740 | FINISHES | PAINT | EXT PAINTING, BUILDINGS | Ext painting, walls, roller, first coat, max | SF | 0.47
099113104780 | FINISHES | PAINT | EXT PAINTING, BUILDINGS | Ext painting, walls, roller, second coat, min | SF | 0.38
099113104800 | FINISHES | PAINT | EXT PAINTING, BUILDINGS | Ext painting, walls, roller, second coat, avg | SF | 0.41
099113104820 | FINISHES | PAINT | EXT PAINTING, BUILDINGS | Ext painting, walls, roller, second coat, max | SF | 0.46
099113104880 | FINISHES | PAINT | EXT PAINTING, BUILDINGS | Ext painting, walls, spray, first coat, min | SF | 0.24
099113104900 | FINISHES | PAINT | EXT PAINTING, BUILDINGS | Ext painting, walls, spray, first coat, avg | SF | 0.28
099113104920 | FINISHES | PAINT | EXT PAINTING, BUILDINGS | Ext painting, walls, spray, first coat, max | SF | 0.32
099113104960 | FINISHES | PAINT | EXT PAINTING, BUILDINGS | Ext painting, walls, spray, second coat, min | SF | 0.22
099113104980 | FINISHES | PAINT | EXT PAINTING, BUILDINGS | Ext painting, walls, spray, second coat, avg | SF | 0.25
099113105000 | FINISHES | PAINT | EXT PAINTING, BUILDINGS | Ext painting, walls, spray, second coat, max | SF | 0.3
099113105080 | FINISHES | PAINT | EXT PAINTING, BUILDINGS | Ext painting, windows, brush, first coat, min | SF | 1.28
099113105100 | FINISHES | PAINT | EXT PAINTING, BUILDINGS | Ext painting, windows, brush, first coat, avg | SF | 1.52
099113105120 | FINISHES | PAINT | EXT PAINTING, BUILDINGS | Ext painting, windows, brush, first coat, max | SF | 1.88
099113105160 | FINISHES | PAINT | EXT PAINTING, BUILDINGS | Ext painting, windows, brush, second coat, min | SF | 1.12
099113105180 | FINISHES | PAINT | EXT PAINTING, BUILDINGS | Ext painting, windows, brush, second coat, avg | SF | 1.29
099113105200 | FINISHES | PAINT | EXT PAINTING, BUILDINGS | Ext painting, windows, brush, second coat, max | SF | 1.54
099113201060 | FINISHES | PAINT | EXT PAINTING, MISC. | Ext painting, gratings, metal, roller, first coat, min | SF | 2.12
099113201080 | FINISHES | PAINT | EXT PAINTING, MISC. | Ext painting, gratings, metal, roller, first coat, avg | SF | 2.46
099113201100 | FINISHES | PAINT | EXT PAINTING, MISC. | Ext painting, gratings, metal, roller, first coat, max | SF | 2.93
099113201140 | FINISHES | PAINT | EXT PAINTING, MISC. | Ext painting, gratings, metal, roller, second coat, min | SF | 1.54
099113201160 | FINISHES | PAINT | EXT PAINTING, MISC. | Ext painting, gratings, metal, roller, second coat, avg | SF | 1.89
099113201180 | FINISHES | PAINT | EXT PAINTING, MISC. | Ext painting, gratings, metal, roller, second coat, max | SF | 2.48
099113201240 | FINISHES | PAINT | EXT PAINTING, MISC. | Ext painting, gratings, metal, spray, first coat, min | SF | 1.12
099113201260 | FINISHES | PAINT | EXT PAINTING, MISC. | Ext painting, gratings, metal, spray, first coat, avg | SF | 1.29
099113201280 | FINISHES | PAINT | EXT PAINTING, MISC. | Ext painting, gratings, metal, spray, first coat, max | SF | 1.54
099113201320 | FINISHES | PAINT | EXT PAINTING, MISC. | Ext painting, gratings, metal, spray, second coat, min | SF | 0.9
099113201340 | FINISHES | PAINT | EXT PAINTING, MISC. | Ext painting, gratings, metal, spray, second coat, avg | SF | 1
099113201360 | FINISHES | PAINT | EXT PAINTING, MISC. | Ext painting, gratings, metal, spray, second coat, max | SF | 1.15
099113201560 | FINISHES | PAINT | EXT PAINTING, MISC. | Ext painting, ladders, brush, first coat, min | LF | 1.92
099113201580 | FINISHES | PAINT | EXT PAINTING, MISC. | Ext painting, ladders, brush, first coat, avg | LF | 2.17
099113201600 | FINISHES | PAINT | EXT PAINTING, MISC. | Ext painting, ladders, brush, first coat, max | LF | 2.52
099113201640 | FINISHES | PAINT | EXT PAINTING, MISC. | Ext painting, ladders, brush, second coat, min | LF | 1.58
099113201660 | FINISHES | PAINT | EXT PAINTING, MISC. | Ext painting, ladders, brush, second coat, avg | LF | 1.74
099113201680 | FINISHES | PAINT | EXT PAINTING, MISC. | Ext painting, ladders, brush, second coat, max | LF | 1.95
099113201740 | FINISHES | PAINT | EXT PAINTING, MISC. | Ext painting, ladders, spray, first coat, min | LF | 1.28
099113201760 | FINISHES | PAINT | EXT PAINTING, MISC. | Ext painting, ladders, spray, first coat, avg | LF | 1.39
099113201780 | FINISHES | PAINT | EXT PAINTING, MISC. | Ext painting, ladders, spray, first coat, max | LF | 1.54
099113201820 | FINISHES | PAINT | EXT PAINTING, MISC. | Ext painting, ladders, spray, second coat, min | LF | 1.12
099113201840 | FINISHES | PAINT | EXT PAINTING, MISC. | Ext painting, ladders, spray, second coat, avg | LF | 1.2
099113201860 | FINISHES | PAINT | EXT PAINTING, MISC. | Ext painting, ladders, spray, second coat, max | LF | 1.31
099113203060 | FINISHES | PAINT | EXT PAINTING, MISC. | Ext painting, shakes, spray, first coat, min | SF | 0.43
099113203080 | FINISHES | PAINT | EXT PAINTING, MISC. | Ext painting, shakes, spray, first coat, avg | SF | 0.48
099113203100 | FINISHES | PAINT | EXT PAINTING, MISC. | Ext painting, shakes, spray, first coat, max | SF | 0.52
099113203140 | FINISHES | PAINT | EXT PAINTING, MISC. | Ext painting, shakes, spray, second coat, min | SF | 0.41
099113203160 | FINISHES | PAINT | EXT PAINTING, MISC. | Ext painting, shakes, spray, second coat, avg | SF | 0.45
099113203180 | FINISHES | PAINT | EXT PAINTING, MISC. | Ext painting, shakes, spray, second coat, max | SF | 0.49
099113203260 | FINISHES | PAINT | EXT PAINTING, MISC. | Ext painting, shingles, wood, roller, first coat, min | SF | 0.55
099113203280 | FINISHES | PAINT | EXT PAINTING, MISC. | Ext painting, shingles, wood, roller, first coat, Avg | SF | 0.61
099113203300 | FINISHES | PAINT | EXT PAINTING, MISC. | Ext painting, shingles, wood, roller, first coat, max | SF | 0.69
099113203340 | FINISHES | PAINT | EXT PAINTING, MISC. | Ext painting, shingles, wood, roller, second coat, min | SF | 0.43
099113203360 | FINISHES | PAINT | EXT PAINTING, MISC. | Ext painting, shingles, wood, roller, second coat, avg | SF | 0.46
099113203380 | FINISHES | PAINT | EXT PAINTING, MISC. | Ext painting, shingles, wood, roller, second coat, max | SF | 0.51
099113203440 | FINISHES | PAINT | EXT PAINTING, MISC. | Ext painting, shingles, wood, spray, first coat, min | LF | 0.4
099113203460 | FINISHES | PAINT | EXT PAINTING, MISC. | Ext painting, shingles, wood, spray, first coat, avg | LF | 0.43
099113203480 | FINISHES | PAINT | EXT PAINTING, MISC. | Ext painting, shingles, wood, spray, first coat, max | LF | 0.48
099113203520 | FINISHES | PAINT | EXT PAINTING, MISC. | Ext painting, shingles, wood, spray, second coat, min | LF | 0.34
099113203540 | FINISHES | PAINT | EXT PAINTING, MISC. | Ext painting, shingles, wood, spray, second coat, avg | LF | 0.36
099113203560 | FINISHES | PAINT | EXT PAINTING, MISC. | Ext painting, shingles, wood, spray, second coat, max | LF | 0.4
099113204060 | FINISHES | PAINT | EXT PAINTING, MISC. | Ext painting, shutters & louvers, brush, first coat, min | EA | 13.86
099113204080 | FINISHES | PAINT | EXT PAINTING, MISC. | Ext painting, shutters & louvers, brush, first coat, avg | EA | 17.28
099113204100 | FINISHES | PAINT | EXT PAINTING, MISC. | Ext painting, shutters & louvers, brush, first coat, max | EA | 22.99
099113204140 | FINISHES | PAINT | EXT PAINTING, MISC. | Ext painting, shutters & louvers, brush, second coat, min | EA | 8.74
099113204160 | FINISHES | PAINT | EXT PAINTING, MISC. | Ext painting, shutters & louvers, brush, second coat, avg | EA | 10.72
099113204180 | FINISHES | PAINT | EXT PAINTING, MISC. | Ext painting, shutters & louvers, brush, second coat, max | EA | 13.89
099113204240 | FINISHES | PAINT | EXT PAINTING, MISC. | Ext painting, shutters & louvers, spray, first coat, min | EA | 4.7
099113204260 | FINISHES | PAINT | EXT PAINTING, MISC. | Ext painting, shutters & louvers, spray, first coat, avg | EA | 5.63
099113204280 | FINISHES | PAINT | EXT PAINTING, MISC. | Ext painting, shutters & louvers, spray, first coat, max | EA | 7.01
099113204320 | FINISHES | PAINT | EXT PAINTING, MISC. | Ext painting, shutters & louvers, spray, second coat, min | EA | 3.56
099113204340 | FINISHES | PAINT | EXT PAINTING, MISC. | Ext painting, shutters & louvers, spray, second coat, avg | EA | 4.72
099113204360 | FINISHES | PAINT | EXT PAINTING, MISC. | Ext painting, shutters & louvers, spray, second coat, max | EA | 5.64
099113205060 | FINISHES | PAINT | EXT PAINTING, MISC. | Ext painting, stairs, metal, brush, first coat, min | SF | 0.97
099113205080 | FINISHES | PAINT | EXT PAINTING, MISC. | Ext painting, stairs, metal, brush, first coat, avg | SF | 1.07
099113205100 | FINISHES | PAINT | EXT PAINTING, MISC. | Ext painting, stairs, metal, brush, first coat, max | SF | 1.22
099113205140 | FINISHES | PAINT | EXT PAINTING, MISC. | Ext painting, stairs, metal, brush, second coat, min | SF | 0.64
099113205160 | FINISHES | PAINT | EXT PAINTING, MISC. | Ext painting, stairs, metal, brush, second coat, avg | SF | 0.71
099113205180 | FINISHES | PAINT | EXT PAINTING, MISC. | Ext painting, stairs, metal, brush, second coat, max | SF | 0.81
099113205240 | FINISHES | PAINT | EXT PAINTING, MISC. | Ext painting, stairs, metal, spray, first coat, min | SF | 0.53
099113205260 | FINISHES | PAINT | EXT PAINTING, MISC. | Ext painting, stairs, metal, spray, first coat, avg | SF | 0.66
099113205280 | FINISHES | PAINT | EXT PAINTING, MISC. | Ext painting, stairs, metal, spray, first coat, max | SF | 0.71
099113205320 | FINISHES | PAINT | EXT PAINTING, MISC. | Ext painting, stairs, metal, spray, second coat, min | SF | 0.43
099113205340 | FINISHES | PAINT | EXT PAINTING, MISC. | Ext painting, stairs, metal, spray, second coat, avg | SF | 0.51
099113205360 | FINISHES | PAINT | EXT PAINTING, MISC. | Ext painting, stairs, metal, spray, second coat, max | SF | 0.61
099113207060 | FINISHES | PAINT | EXT PAINTING, MISC. | Ext painting, steel, structural, light, brush, first coat, min | SF | 1.54
099113207080 | FINISHES | PAINT | EXT PAINTING, MISC. | Ext painting, steel, structural, light, brush, first coat, avg | SF | 1.89
099113207100 | FINISHES | PAINT | EXT PAINTING, MISC. | Ext painting, steel, structural, light, brush, first coat, max | SF | 2.48
099113207140 | FINISHES | PAINT | EXT PAINTING, MISC. | Ext painting, steel, structural, light, brush, second coat, min | SF | 1.13
099113207160 | FINISHES | PAINT | EXT PAINTING, MISC. | Ext painting, steel, structural, light, brush, second coat, avg | SF | 1.31
099113207180 | FINISHES | PAINT | EXT PAINTING, MISC. | Ext painting, steel, structural, light, brush, second coat, max | SF | 1.55
099113207240 | FINISHES | PAINT | EXT PAINTING, MISC. | Ext painting, steel, structural, light, roller, first coat, min | SF | 1.15
099113207260 | FINISHES | PAINT | EXT PAINTING, MISC. | Ext painting, steel, structural, light, roller, first coat, avg | SF | 1.32
099113207280 | FINISHES | PAINT | EXT PAINTING, MISC. | Ext painting, steel, structural, light, roller, first coat, max | SF | 1.57
099113207320 | FINISHES | PAINT | EXT PAINTING, MISC. | Ext painting, steel, structural, light, roller, second coat, min | SF | 0.72
099113207340 | FINISHES | PAINT | EXT PAINTING, MISC. | Ext painting, steel, structural, light, roller, second coat, avg | SF | 0.85
099113207360 | FINISHES | PAINT | EXT PAINTING, MISC. | Ext painting, steel, structural, light, roller, second coat, max | SF | 1.03
099113207420 | FINISHES | PAINT | EXT PAINTING, MISC. | Ext painting, steel, structural, light, spray, first coat, min | SF | 0.72
099113207440 | FINISHES | PAINT | EXT PAINTING, MISC. | Ext painting, steel, structural, light, spray, first coat, avg | SF | 0.85
099113207460 | FINISHES | PAINT | EXT PAINTING, MISC. | Ext painting, steel, structural, light, spray, first coat, max | SF | 1.03
099113207500 | FINISHES | PAINT | EXT PAINTING, MISC. | Ext painting, steel, structural, light, spray, second coat, min | SF | 0.6
099113207520 | FINISHES | PAINT | EXT PAINTING, MISC. | Ext painting, steel, structural, light, spray, second coat, avg | SF | 0.7
099113207540 | FINISHES | PAINT | EXT PAINTING, MISC. | Ext painting, steel, structural, light, spray, second coat, max | SF | 0.82
099113207620 | FINISHES | PAINT | EXT PAINTING, MISC. | Ext painting, steel, medium to heavy, brush, first coat, min | SF | 0.85
099113207640 | FINISHES | PAINT | EXT PAINTING, MISC. | Ext painting, steel, medium to heavy, brush, first coat, avg | SF | 0.94
099113207660 | FINISHES | PAINT | EXT PAINTING, MISC. | Ext painting, steel, medium to heavy, brush, first coat, max | SF | 1.05
099113207700 | FINISHES | PAINT | EXT PAINTING, MISC. | Ext painting, steel, medium to heavy, brush, second coat, min | SF | 0.72
099113207720 | FINISHES | PAINT | EXT PAINTING, MISC. | Ext painting, steel, medium to heavy, brush, second coat, avg | SF | 0.85
099113207740 | FINISHES | PAINT | EXT PAINTING, MISC. | Ext painting, steel, medium to heavy, brush, second coat, max | SF | 0.98
099113207800 | FINISHES | PAINT | EXT PAINTING, MISC. | Ext painting, steel, medium to heavy, roller, first coat, min | SF | 0.74
099113207820 | FINISHES | PAINT | EXT PAINTING, MISC. | Ext painting, steel, medium to heavy, roller, first coat, avg | SF | 0.86
099113207840 | FINISHES | PAINT | EXT PAINTING, MISC. | Ext painting, steel, medium to heavy, roller, first coat, max | SF | 1
099113207880 | FINISHES | PAINT | EXT PAINTING, MISC. | Ext painting, steel, medium to heavy, roller, second coat, min | SF | 0.58
099113207900 | FINISHES | PAINT | EXT PAINTING, MISC. | Ext painting, steel, medium to heavy, roller, second coat, avg | SF | 0.66
099113207920 | FINISHES | PAINT | EXT PAINTING, MISC. | Ext painting, steel, medium to heavy, roller, second coat, max | SF | 0.75
099113207980 | FINISHES | PAINT | EXT PAINTING, MISC. | Ext painting, steel, medium to heavy, spray, first coat, min | SF | 0.53
099113208000 | FINISHES | PAINT | EXT PAINTING, MISC. | Ext painting, steel, medium to heavy, spray, first coat, avg | SF | 0.6
099113208020 | FINISHES | PAINT | EXT PAINTING, MISC. | Ext painting, steel, medium to heavy, spray, first coat, max | SF | 0.67
099113208060 | FINISHES | PAINT | EXT PAINTING, MISC. | Ext painting, steel, medium to heavy, spray, second coat, min | SF | 0.42
099113208080 | FINISHES | PAINT | EXT PAINTING, MISC. | Ext painting, steel, medium to heavy, spray, second coat, avg | SF | 0.47
099113208100 | FINISHES | PAINT | EXT PAINTING, MISC. | Ext painting, steel, medium to heavy, spray, second coat, max | SF | 0.52
099123301060 | FINISHES | PAINT | INT PAINTING, BUILDINGS | Int painting, acoustical ceiling, roller, first coat, min | SF | 0.64
099123301080 | FINISHES | PAINT | INT PAINTING, BUILDINGS | Int painting, acoustical ceiling, roller, first coat, avg | SF | 0.79
099123301100 | FINISHES | PAINT | INT PAINTING, BUILDINGS | Int painting, acoustical ceiling, roller, first coat, max | SF | 1.09
099123301140 | FINISHES | PAINT | INT PAINTING, BUILDINGS | Int painting, acoustical ceiling, roller, second coat, min | SF | 0.55
099123301160 | FINISHES | PAINT | INT PAINTING, BUILDINGS | Int painting, acoustical ceiling, roller, second coat, avg | SF | 0.65
099123301180 | FINISHES | PAINT | INT PAINTING, BUILDINGS | Int painting, acoustical ceiling, roller, second coat, max | SF | 0.81
099123301240 | FINISHES | PAINT | INT PAINTING, BUILDINGS | Int painting, acoustical ceiling, spray, first coat, min | SF | 0.36
099123301260 | FINISHES | PAINT | INT PAINTING, BUILDINGS | Int painting, acoustical ceiling, spray, first coat, avg | SF | 0.41
099123301280 | FINISHES | PAINT | INT PAINTING, BUILDINGS | Int painting, acoustical ceiling, spray, first coat, max | SF | 0.48
099123301320 | FINISHES | PAINT | INT PAINTING, BUILDINGS | Int painting, acoustical ceiling, spray, second coat, min | SF | 0.32
099123301340 | FINISHES | PAINT | INT PAINTING, BUILDINGS | Int painting, acoustical ceiling, spray, second coat, avg | SF | 0.35
099123301360 | FINISHES | PAINT | INT PAINTING, BUILDINGS | Int painting, acoustical ceiling, spray, second coat, max | SF | 0.4
099123301440 | FINISHES | PAINT | INT PAINTING, BUILDINGS | Int painting, cabinets & casework, brush, first coat, min | SF | 0.89
099123301460 | FINISHES | PAINT | INT PAINTING, BUILDINGS | Int painting, cabinets & casework, brush, first coat, avg | SF | 0.98
099123301480 | FINISHES | PAINT | INT PAINTING, BUILDINGS | Int painting, cabinets & casework, brush, first coat, max | SF | 1.09
099123301520 | FINISHES | PAINT | INT PAINTING, BUILDINGS | Int painting, cabinets & casework, brush, second coat, min | SF | 0.78
099123301540 | FINISHES | PAINT | INT PAINTING, BUILDINGS | Int painting, cabinets & casework, brush, second coat, avg | SF | 0.84
099123301560 | FINISHES | PAINT | INT PAINTING, BUILDINGS | Int painting, cabinets & casework, brush, second coat, max | SF | 0.92
099123301620 | FINISHES | PAINT | INT PAINTING, BUILDINGS | Int painting, cabinets & casework, spray, first coat, min | SF | 0.51
099123301640 | FINISHES | PAINT | INT PAINTING, BUILDINGS | Int painting, cabinets & casework, spray, first coat, avg | SF | 0.58
099123301660 | FINISHES | PAINT | INT PAINTING, BUILDINGS | Int painting, cabinets & casework, spray, first coat, max | SF | 0.69
099123301700 | FINISHES | PAINT | INT PAINTING, BUILDINGS | Int painting, cabinets & casework, spray, second coat, min | SF | 0.44
099123301720 | FINISHES | PAINT | INT PAINTING, BUILDINGS | Int painting, cabinets & casework, spray, second coat, avg | SF | 0.48
099123301740 | FINISHES | PAINT | INT PAINTING, BUILDINGS | Int painting, cabinets & casework, spray, second coat, max | SF | 0.58
099123301820 | FINISHES | PAINT | INT PAINTING, BUILDINGS | Int painting, ceilings, roller, first coat, min | SF | 0.45
099123301840 | FINISHES | PAINT | INT PAINTING, BUILDINGS | Int painting, ceilings, roller, first coat, avg | SF | 0.49
099123301860 | FINISHES | PAINT | INT PAINTING, BUILDINGS | Int painting, ceilings, roller, first coat, max | SF | 0.54
099123301900 | FINISHES | PAINT | INT PAINTING, BUILDINGS | Int painting, ceilings, roller, second coat, min | SF | 0.4
099123301920 | FINISHES | PAINT | INT PAINTING, BUILDINGS | Int painting, ceilings, roller, second coat, avg | SF | 0.44
099123301940 | FINISHES | PAINT | INT PAINTING, BUILDINGS | Int painting, ceilings, roller, second coat, max | SF | 0.48
099123302000 | FINISHES | PAINT | INT PAINTING, BUILDINGS | Int painting, ceilings, spray, first coat, min | SF | 0.31
099123302020 | FINISHES | PAINT | INT PAINTING, BUILDINGS | Int painting, ceilings, spray, first coat, avg | SF | 0.34
099123302040 | FINISHES | PAINT | INT PAINTING, BUILDINGS | Int painting, ceilings, spray, first coat, max | SF | 0.38
099123302080 | FINISHES | PAINT | INT PAINTING, BUILDINGS | Int painting, ceilings, spray, second coat, min | SF | 0.27
099123302100 | FINISHES | PAINT | INT PAINTING, BUILDINGS | Int painting, ceilings, spray, second coat, avg | SF | 0.3
099123302120 | FINISHES | PAINT | INT PAINTING, BUILDINGS | Int painting, ceilings, spray, second coat, max | SF | 0.34
099123302200 | FINISHES | PAINT | INT PAINTING, BUILDINGS | Int painting, doors, metal, roller, first coat, min | SF | 0.67
099123302220 | FINISHES | PAINT | INT PAINTING, BUILDINGS | Int painting, doors, metal, roller, first coat, avg | SF | 0.75
099123302240 | FINISHES | PAINT | INT PAINTING, BUILDINGS | Int painting, doors, metal, roller, first coat, max | SF | 0.86
099123302280 | FINISHES | PAINT | INT PAINTING, BUILDINGS | Int painting, doors, metal, roller, second coat, min | SF | 0.54
099123302300 | FINISHES | PAINT | INT PAINTING, BUILDINGS | Int painting, doors, metal, roller, second coat, avg | SF | 0.58
099123302320 | FINISHES | PAINT | INT PAINTING, BUILDINGS | Int painting, doors, metal, roller, second coat, max | SF | 0.64
099123302380 | FINISHES | PAINT | INT PAINTING, BUILDINGS | Int painting, doors, metal, spray, first coat, min | SF | 0.52
099123302400 | FINISHES | PAINT | INT PAINTING, BUILDINGS | Int painting, doors, metal, spray, first coat, avg | SF | 0.58
099123302420 | FINISHES | PAINT | INT PAINTING, BUILDINGS | Int painting, doors, metal, spray, first coat, max | SF | 0.66
099123302460 | FINISHES | PAINT | INT PAINTING, BUILDINGS | Int painting, doors, metal, spray, second coat, min | SF | 0.49
099123302480 | FINISHES | PAINT | INT PAINTING, BUILDINGS | Int painting, doors, metal, spray, second coat, avg | SF | 0.53
099123302500 | FINISHES | PAINT | INT PAINTING, BUILDINGS | Int painting, doors, metal, spray, second coat, max | SF | 0.58
099123302580 | FINISHES | PAINT | INT PAINTING, BUILDINGS | Int painting, doors, wood, brush, first coat, min | SF | 1.19
099123302600 | FINISHES | PAINT | INT PAINTING, BUILDINGS | Int painting, doors, wood, brush, first coat, avg | SF | 1.46
099123302620 | FINISHES | PAINT | INT PAINTING, BUILDINGS | Int painting, doors, wood, brush, first coat, max | SF | 1.76
099123302660 | FINISHES | PAINT | INT PAINTING, BUILDINGS | Int painting, doors, wood, brush, second coat, min | SF | 0.91
099123302680 | FINISHES | PAINT | INT PAINTING, BUILDINGS | Int painting, doors, wood, brush, second coat, avg | SF | 1.02
099123302700 | FINISHES | PAINT | INT PAINTING, BUILDINGS | Int painting, doors, wood, brush, second coat, max | SF | 1.16
099123302760 | FINISHES | PAINT | INT PAINTING, BUILDINGS | Int painting, doors, wood, spray, first coat, min | SF | 0.35
099123302780 | FINISHES | PAINT | INT PAINTING, BUILDINGS | Int painting, doors, wood, spray, first coat, avg | SF | 0.41
099123302800 | FINISHES | PAINT | INT PAINTING, BUILDINGS | Int painting, doors, wood, spray, first coat, max | SF | 0.49
099123302840 | FINISHES | PAINT | INT PAINTING, BUILDINGS | Int painting, doors, wood, spray, second coat, min | SF | 0.31
099123302860 | FINISHES | PAINT | INT PAINTING, BUILDINGS | Int painting, doors, wood, spray, second coat, avg | SF | 0.35
099123302880 | FINISHES | PAINT | INT PAINTING, BUILDINGS | Int painting, doors, wood, spray, second coat, max | SF | 0.39
099123302940 | FINISHES | PAINT | INT PAINTING, BUILDINGS | Int painting, ductwork, brush, min | LF | 1.02
099123302960 | FINISHES | PAINT | INT PAINTING, BUILDINGS | Int painting, ductwork, brush, avg | LF | 1.16
099123302980 | FINISHES | PAINT | INT PAINTING, BUILDINGS | Int painting, ductwork, brush, max | LF | 1.34
099123303020 | FINISHES | PAINT | INT PAINTING, BUILDINGS | Int painting, ductwork, roller, min | SF | 0.74
099123303040 | FINISHES | PAINT | INT PAINTING, BUILDINGS | Int painting, ductwork, roller, avg | SF | 0.8
099123303060 | FINISHES | PAINT | INT PAINTING, BUILDINGS | Int painting, ductwork, roller, max | SF | 0.88
099123303100 | FINISHES | PAINT | INT PAINTING, BUILDINGS | Int painting, ductwork, spray, min | SF | 0.41
099123303120 | FINISHES | PAINT | INT PAINTING, BUILDINGS | Int painting, ductwork, spray, avg | SF | 0.44
099123303140 | FINISHES | PAINT | INT PAINTING, BUILDINGS | Int painting, ductwork, spray, max | SF | 0.48
099123303220 | FINISHES | PAINT | INT PAINTING, BUILDINGS | Int painting, floors, roller, first coat, min | SF | 0.38
099123303240 | FINISHES | PAINT | INT PAINTING, BUILDINGS | Int painting, floors, roller, first coat, avg | SF | 0.43
099123303260 | FINISHES | PAINT | INT PAINTING, BUILDINGS | Int painting, floors, roller, first coat, max | SF | 0.48
099123303300 | FINISHES | PAINT | INT PAINTING, BUILDINGS | Int painting, floors, roller, second coat, min | SF | 0.34
099123303320 | FINISHES | PAINT | INT PAINTING, BUILDINGS | Int painting, floors, roller, second coat, avg | SF | 0.37
099123303340 | FINISHES | PAINT | INT PAINTING, BUILDINGS | Int painting, floors, roller, second coat, max | SF | 0.4
099123303400 | FINISHES | PAINT | INT PAINTING, BUILDINGS | Int painting, floors, spray, first coat, min | SF | 0.3
099123303420 | FINISHES | PAINT | INT PAINTING, BUILDINGS | Int painting, floors, spray, first coat, avg | SF | 0.33
099123303440 | FINISHES | PAINT | INT PAINTING, BUILDINGS | Int painting, floors, spray, first coat, max | SF | 0.36
099123303480 | FINISHES | PAINT | INT PAINTING, BUILDINGS | Int painting, floors, spray, second coat, min | SF | 0.28
099123303500 | FINISHES | PAINT | INT PAINTING, BUILDINGS | Int painting, floors, spray, second coat, avg | SF | 0.31
099123303520 | FINISHES | PAINT | INT PAINTING, BUILDINGS | Int painting, floors, spray, second coat, max | SF | 0.34
099123303580 | FINISHES | PAINT | INT PAINTING, BUILDINGS | Int painting, pipes to 6" diameter, brush, min | LF | 1.06
099123303600 | FINISHES | PAINT | INT PAINTING, BUILDINGS | Int painting, pipes to 6" diameter, brush, avg | LF | 1.2
099123303620 | FINISHES | PAINT | INT PAINTING, BUILDINGS | Int painting, pipes to 6" diameter, brush, max | LF | 1.38
099123303660 | FINISHES | PAINT | INT PAINTING, BUILDINGS | Int painting, pipes to 6" diameter, spray, min | LF | 0.45
099123303680 | FINISHES | PAINT | INT PAINTING, BUILDINGS | Int painting, pipes to 6" diameter, spray, avg | LF | 0.52
099123303700 | FINISHES | PAINT | INT PAINTING, BUILDINGS | Int painting, pipes to 6" diameter, spray, max | LF | 0.66
099123303760 | FINISHES | PAINT | INT PAINTING, BUILDINGS | Int painting, pipes to 12" diameter, brush, min | LF | 2.09
099123303780 | FINISHES | PAINT | INT PAINTING, BUILDINGS | Int painting, pipes to 12" diameter, brush, avg | LF | 2.34
099123303800 | FINISHES | PAINT | INT PAINTING, BUILDINGS | Int painting, pipes to 12" diameter, brush, max | LF | 2.69
099123303840 | FINISHES | PAINT | INT PAINTING, BUILDINGS | Int painting, pipes to 12" diameter, spray, min | LF | 0.91
099123303860 | FINISHES | PAINT | INT PAINTING, BUILDINGS | Int painting, pipes to 12" diameter, spray, avg | LF | 1.03
099123303880 | FINISHES | PAINT | INT PAINTING, BUILDINGS | Int painting, pipes to 12" diameter, spray, max | LF | 1.22
099123303960 | FINISHES | PAINT | INT PAINTING, BUILDINGS | Int painting, trim, brush, first coat, min | LF | 0.48
099123303980 | FINISHES | PAINT | INT PAINTING, BUILDINGS | Int painting, trim, brush, first coat, avg | LF | 0.53
099123304000 | FINISHES | PAINT | INT PAINTING, BUILDINGS | Int painting, trim, brush, first coat, max | LF | 0.62
099123304040 | FINISHES | PAINT | INT PAINTING, BUILDINGS | Int painting, trim, brush, second coat, min | LF | 0.41
099123304060 | FINISHES | PAINT | INT PAINTING, BUILDINGS | Int painting, trim, brush, second coat, avg | LF | 0.48
099123304080 | FINISHES | PAINT | INT PAINTING, BUILDINGS | Int painting, trim, brush, second coat, max | LF | 0.62
099123304160 | FINISHES | PAINT | INT PAINTING, BUILDINGS | Int painting, walls, roller, first coat, min | SF | 0.41
099123304180 | FINISHES | PAINT | INT PAINTING, BUILDINGS | Int painting, walls, roller, first coat, avg | SF | 0.43
099123304200 | FINISHES | PAINT | INT PAINTING, BUILDINGS | Int painting, walls, roller, first coat, max | SF | 0.48
099123304240 | FINISHES | PAINT | INT PAINTING, BUILDINGS | Int painting, walls, roller, second coat, min | SF | 0.38
099123304260 | FINISHES | PAINT | INT PAINTING, BUILDINGS | Int painting, walls, roller, second coat, avg | SF | 0.41
099123304280 | FINISHES | PAINT | INT PAINTING, BUILDINGS | Int painting, walls, roller, second coat, max | SF | 0.46
099123304340 | FINISHES | PAINT | INT PAINTING, BUILDINGS | Int painting, walls, spray, first coat, min | SF | 0.25
099123304360 | FINISHES | PAINT | INT PAINTING, BUILDINGS | Int painting, walls, spray, first coat, avg | SF | 0.28
099123304380 | FINISHES | PAINT | INT PAINTING, BUILDINGS | Int painting, walls, spray, first coat, max | SF | 0.34
099123304420 | FINISHES | PAINT | INT PAINTING, BUILDINGS | Int painting, walls, spray, second coat, min | SF | 0.23
099123304440 | FINISHES | PAINT | INT PAINTING, BUILDINGS | Int painting, walls, spray, second coat, avg | SF | 0.27
099123304460 | FINISHES | PAINT | INT PAINTING, BUILDINGS | Int painting, walls, spray, second coat, max | SF | 0.33
101113001040 | SPECIALTIES | VISUAL DISPLAY UNITS | CHALKBOARDS | Chalkboard, metal frame, 1/4" thick, 48"x 60" | EA | 660
101113001060 | SPECIALTIES | VISUAL DISPLAY UNITS | CHALKBOARDS | Chalkboard, metal frame, 1/4" thick, 48"x 96" | EA | 886
101113001080 | SPECIALTIES | VISUAL DISPLAY UNITS | CHALKBOARDS | Chalkboard, metal frame, 1/4" thick, 48"x 144" | EA | 1160
101113001100 | SPECIALTIES | VISUAL DISPLAY UNITS | CHALKBOARDS | Chalkboard, metal frame, 1/4" thick, 48"x 192" | EA | 1548
101113001120 | SPECIALTIES | VISUAL DISPLAY UNITS | CHALKBOARDS | Chalkboard, liquid, 48"x 60" | EA | 853
101113001140 | SPECIALTIES | VISUAL DISPLAY UNITS | CHALKBOARDS | Chalkboard, liquid, 48"x 96" | EA | 1074
101113001160 | SPECIALTIES | VISUAL DISPLAY UNITS | CHALKBOARDS | Chalkboard, liquid, 48"x 144" | EA | 1571
101113001180 | SPECIALTIES | VISUAL DISPLAY UNITS | CHALKBOARDS | Chalkboard, liquid, 48"x 192" | EA | 1801
101113001200 | SPECIALTIES | VISUAL DISPLAY UNITS | CHALKBOARDS | Chalkboard, map rail, deluxe | LF | 13.23
101113002010 | SPECIALTIES | VISUAL DISPLAY UNITS | CHALKBOARDS | Tackboard, metal frame, 48"x 60" | EA | 302
101113002030 | SPECIALTIES | VISUAL DISPLAY UNITS | CHALKBOARDS | Tackboard, metal frame, 48"x 96" | EA | 421
101113002050 | SPECIALTIES | VISUAL DISPLAY UNITS | CHALKBOARDS | Tackboard, metal frame, 48"x 144" | EA | 619
101300101040 | SPECIALTIES | DIRECTORIES | IDENTIFYING DEVICES | Directory/bulletin boards, open face, chrome/steel | SF | 81.05
101300101060 | SPECIALTIES | DIRECTORIES | IDENTIFYING DEVICES | Directory/bulletin boards, open face, aluminum | SF | 110
101300101080 | SPECIALTIES | DIRECTORIES | IDENTIFYING DEVICES | Directory/bulletin boards, open face, bronze | SF | 130
101300101100 | SPECIALTIES | DIRECTORIES | IDENTIFYING DEVICES | Directory/bulletin boards, open face, stnls steel | SF | 164
101300101140 | SPECIALTIES | DIRECTORIES | IDENTIFYING DEVICES | Directory/bulletin boards, tack, aluminum | SF | 69.17
101300101160 | SPECIALTIES | DIRECTORIES | IDENTIFYING DEVICES | Directory/bulletin boards, visual aid, aluminum | SF | 69.17
101300101210 | SPECIALTIES | DIRECTORIES | IDENTIFYING DEVICES | Dir/bulletin boards, glass, hngd & kyd, aluminum | SF | 258
101300101220 | SPECIALTIES | DIRECTORIES | IDENTIFYING DEVICES | Dir/bulletin boards, glass, hngd & kyd, bronze | SF | 279
101300101230 | SPECIALTIES | DIRECTORIES | IDENTIFYING DEVICES | Dir/bulletin boards, glass, hngd & kyd, stnls steel | SF | 331
101300101240 | SPECIALTIES | DIRECTORIES | IDENTIFYING DEVICES | Dir/bulletin boards, glass, hngd & kyd, chrome/steel | SF | 350
101400402040 | SPECIALTIES | SIGNAGE | SIGNAGE | Plaques, metal, cast bronze | SF | 773
101400402060 | SPECIALTIES | SIGNAGE | SIGNAGE | Plaques, metal, aluminum | SF | 473
101400402100 | SPECIALTIES | SIGNAGE | SIGNAGE | Plaques, metal engraved, porcelain steel | SF | 917
101400402120 | SPECIALTIES | SIGNAGE | SIGNAGE | Plaques, metal engraved, stainless steel | SF | 740
101400402140 | SPECIALTIES | SIGNAGE | SIGNAGE | Plaques, metal engraved, brass | SF | 1072
101400402160 | SPECIALTIES | SIGNAGE | SIGNAGE | Plaques, metal engraved, aluminum | SF | 686
101400402220 | SPECIALTIES | SIGNAGE | SIGNAGE | Plaques, metal built-up, bronze | SF | 846
101400402240 | SPECIALTIES | SIGNAGE | SIGNAGE | Plaques, metal built-up, copper/bronze | SF | 754
101400402260 | SPECIALTIES | SIGNAGE | SIGNAGE | Plaques, metal built-up, copper/aluminum | SF | 828
101400402300 | SPECIALTIES | SIGNAGE | SIGNAGE | Plaques, metal nameplate, cast bronze | SF | 808
101400402320 | SPECIALTIES | SIGNAGE | SIGNAGE | Plaque, metal nameplate, aluminum | SF | 603
101400402340 | SPECIALTIES | SIGNAGE | SIGNAGE | Plaques, metal nameplate, engraved, 1-1/2"x 6", bronze | EA | 430
101400402360 | SPECIALTIES | SIGNAGE | SIGNAGE | Plaques, metal nameplate, engraved, 1-1/2"x 6", alum | EA | 342
101400402460 | SPECIALTIES | SIGNAGE | SIGNAGE | Letters, masonry/conc, alum, satin fin, 1/2" thk, 2" hi | EA | 67.9
101400402480 | SPECIALTIES | SIGNAGE | SIGNAGE | Letters, masonry/conc, alum, satin fin, 1/2" thk, 4" hi | EA | 93.51
101400402500 | SPECIALTIES | SIGNAGE | SIGNAGE | Letters, masonry/conc, alum, satin fin, 1/2" thk, 6" hi | EA | 116
101400402520 | SPECIALTIES | SIGNAGE | SIGNAGE | Letters, masonry/conc, alum, satin fin, 3/4" thk, 8" hi | EA | 156
101400402540 | SPECIALTIES | SIGNAGE | SIGNAGE | Letters, masonry/conc, alum, satin fin, 3/4" thk, 10" h | EA | 180
101400402560 | SPECIALTIES | SIGNAGE | SIGNAGE | Letters, masonry/conc, alum, satin fin, 1" thk, 12" hi | EA | 206
101400402570 | SPECIALTIES | SIGNAGE | SIGNAGE | Letters, masonry/conc, alum, satin fin, 1" thk, 14" hi | EA | 236
101400402575 | SPECIALTIES | SIGNAGE | SIGNAGE | Letters, masonry/conc, alum, satin fin, 1" thk, 16" hi | EA | 290
101400402580 | SPECIALTIES | SIGNAGE | SIGNAGE | Letters, masonry/conc, alum, satin fin, 1" thk, 14" hi | EA | 236
101400402585 | SPECIALTIES | SIGNAGE | SIGNAGE | Letters, masonry/conc, alum, satin fin, 1" thk, 24" hi | EA | 447
101400402590 | SPECIALTIES | SIGNAGE | SIGNAGE | Letters, masonry/conc, alum, satin fin, 1" thk, 30" hi | EA | 697
101400402720 | SPECIALTIES | SIGNAGE | SIGNAGE | Letters, masonry/conc, brnz, satin fin, 3/8" thk, 2"hi | EA | 75.25
101400402740 | SPECIALTIES | SIGNAGE | SIGNAGE | Letters, masonry/conc, brnz, satin fin, 3/8" thk, 4" hi | EA | 105
101400402760 | SPECIALTIES | SIGNAGE | SIGNAGE | Letters, masonry/conc, brnz, satin fin, 1/2" thk, 6" hi | EA | 132
101400402780 | SPECIALTIES | SIGNAGE | SIGNAGE | Letters, masonry/conc, brnz, satin fin, 5/8" thk, 8" hi | EA | 181
101400402800 | SPECIALTIES | SIGNAGE | SIGNAGE | Letters, masonry/conc, brnz, satin fin, 1" thk, 10" hi | EA | 215
101400402820 | SPECIALTIES | SIGNAGE | SIGNAGE | Letters, masonry/conc, brnz, satin fin, 1" thk, 12" hi | EA | 266
101400402840 | SPECIALTIES | SIGNAGE | SIGNAGE | Letters, masonry/conc, brnz, satin fin, 1" thk, 14" hi | EA | 323
101400402860 | SPECIALTIES | SIGNAGE | SIGNAGE | Letters, masonry/conc, brnz, satin fin, 1" thk, 16" hi | EA | 459
101400403060 | SPECIALTIES | SIGNAGE | SIGNAGE | Interior door signs, adhesive, flexible, 2"x 8" | EA | 48.73
101400403080 | SPECIALTIES | SIGNAGE | SIGNAGE | Interior door signs, adhesive, flexible, 4"x 4" | EA | 50.61
101400403100 | SPECIALTIES | SIGNAGE | SIGNAGE | Interior door signs, adhesive, flexible, 6"x 7" | EA | 59.71
101400403120 | SPECIALTIES | SIGNAGE | SIGNAGE | Interior door signs, adhesive, flexible, 6"x 9" | EA | 71.76
101400403140 | SPECIALTIES | SIGNAGE | SIGNAGE | Interior door signs, adhesive, flexible, 10"x 9" | EA | 88.97
101400403160 | SPECIALTIES | SIGNAGE | SIGNAGE | Interior door signs, adhesive, flexible, 10"x 12" | EA | 111
101400403220 | SPECIALTIES | SIGNAGE | SIGNAGE | Int door signs, adhsv, flxbl, plastic, no frm, 3"x 8" | EA | 88.64
101400403240 | SPECIALTIES | SIGNAGE | SIGNAGE | Int door signs, adhsv, flxbl, plastic, no frm, 4"x 4" | EA | 88.15
101400403260 | SPECIALTIES | SIGNAGE | SIGNAGE | Int door signs, adhsv, flxbl, plastic, no frm, 4"x 12" | EA | 94.46
101400403300 | SPECIALTIES | SIGNAGE | SIGNAGE | Int door signs, adhsv, flxbl, plastic, w/frm, 3"x 8" | EA | 237
101400403320 | SPECIALTIES | SIGNAGE | SIGNAGE | Int door signs, adhsv, flxbl, plastic, w/frm, 4"x 4" | EA | 188
101400403340 | SPECIALTIES | SIGNAGE | SIGNAGE | Int door signs, adhsv, flxbl, plastic, w/frm, 4"x 12" | EA | 287
101453001030 | SPECIALTIES | SIGNAGE | TRAFFIC SIGNAGE | Reflector signs per OSHA std, Stop, 24"x24" | EA | 145
101453001050 | SPECIALTIES | SIGNAGE | TRAFFIC SIGNAGE | Reflector signs per OSHA std, Yield, 30" triangle | EA | 98.47
101453001070 | SPECIALTIES | SIGNAGE | TRAFFIC SIGNAGE | Reflector signs per OSHA std, Speed limit, 12"x18" | EA | 106
101453001090 | SPECIALTIES | SIGNAGE | TRAFFIC SIGNAGE | Reflector signs per OSHA std, directional, 12"x18" | EA | 120
101453001100 | SPECIALTIES | SIGNAGE | TRAFFIC SIGNAGE | Reflector signs per OSHA std, Exit, 12 "x18" | EA | 120
101453001120 | SPECIALTIES | SIGNAGE | TRAFFIC SIGNAGE | Reflector signs per OSHA std, Entry, 12"x18" | EA | 120
101453001140 | SPECIALTIES | SIGNAGE | TRAFFIC SIGNAGE | Reflector signs per OSHA std, Warning, 24"x24" | EA | 144
101453001160 | SPECIALTIES | SIGNAGE | TRAFFIC SIGNAGE | Reflector signs per OSHA std, informational, 12"x18" | EA | 94.31
101453001180 | SPECIALTIES | SIGNAGE | TRAFFIC SIGNAGE | Reflector signs per OSHA std, Handicap park, 12"x18" | EA | 95.63
101700101000 | SPECIALTIES | TELEPHONE SPECIALTIES | TELEPHONE ENCLOSURES | Telephone enclosure, wall mount, shelf, 28"x30"x15" | EA | 2796
101700101800 | SPECIALTIES | TELEPHONE SPECIALTIES | TELEPHONE ENCLOSURES | Telephone directory shelf, SS, 3 binders | EA | 2356
102113000120 | SPECIALTIES | COMPARTMENTS AND CUBICLES | TOILET PARTITIONS | Toilet partition, plastic lam, ceiling mount | EA | 1749
102113000140 | SPECIALTIES | COMPARTMENTS AND CUBICLES | TOILET PARTITIONS | Toilet partition, plastic lam, floor mount | EA | 1178
102113000160 | SPECIALTIES | COMPARTMENTS AND CUBICLES | TOILET PARTITIONS | Toilet partition, metal, ceiling mount | EA | 1280
102113000180 | SPECIALTIES | COMPARTMENTS AND CUBICLES | TOILET PARTITIONS | Toilet partition, metal, floor mount | EA | 1165
102113000200 | SPECIALTIES | COMPARTMENTS AND CUBICLES | TOILET PARTITIONS | Wheel chair partition, plastic lam, ceiling mount | EA | 2477
102113000210 | SPECIALTIES | COMPARTMENTS AND CUBICLES | TOILET PARTITIONS | Wheel chair partition, plastic lam, floor mount | EA | 2138
102113000240 | SPECIALTIES | COMPARTMENTS AND CUBICLES | TOILET PARTITIONS | Wheel chair partition, painted metal, ceiling mount | EA | 1847
102113000260 | SPECIALTIES | COMPARTMENTS AND CUBICLES | TOILET PARTITIONS | Wheel chair partition, painted metal, floor mount | EA | 1634
102113002000 | SPECIALTIES | COMPARTMENTS AND CUBICLES | TOILET PARTITIONS | Urinal screen, plastic lam, wall hung | EA | 782
102113002100 | SPECIALTIES | COMPARTMENTS AND CUBICLES | TOILET PARTITIONS | Urinal screen, plastic lam, floor mount | EA | 716
102113002120 | SPECIALTIES | COMPARTMENTS AND CUBICLES | TOILET PARTITIONS | Urinal screen, porcelain enamel st, floor mount | EA | 890
102113002140 | SPECIALTIES | COMPARTMENTS AND CUBICLES | TOILET PARTITIONS | Urinal screen, painted metal, floor mount | EA | 622
102113002160 | SPECIALTIES | COMPARTMENTS AND CUBICLES | TOILET PARTITIONS | Urinal screen, stainless steel, floor mount | EA | 1094
102113005040 | SPECIALTIES | COMPARTMENTS AND CUBICLES | TOILET PARTITIONS | Toilet partn, front door/side divider, porc enl stl | EA | 1826
102113005060 | SPECIALTIES | COMPARTMENTS AND CUBICLES | TOILET PARTITIONS | Toilet partn, front door/side divider, painted steel | EA | 1157
102113005080 | SPECIALTIES | COMPARTMENTS AND CUBICLES | TOILET PARTITIONS | Toilet partn, front door/side divider, stnls stl | EA | 2555
102116001020 | SPECIALTIES | COMPARTMENTS AND CUBICLES | SHOWER STALLS | Shower receptors, precast, terrazzo, 32"x 32" | EA | 927
102116001040 | SPECIALTIES | COMPARTMENTS AND CUBICLES | SHOWER STALLS | Shower receptors, precast, terrazzo, 32"x 48" | EA | 988
102116001060 | SPECIALTIES | COMPARTMENTS AND CUBICLES | SHOWER STALLS | Shower receptors, precast, concrete, 32"x 32" | EA | 424
102116001080 | SPECIALTIES | COMPARTMENTS AND CUBICLES | SHOWER STALLS | Shower receptors, precast, concrete, 48"x 48" | EA | 489
102116001120 | SPECIALTIES | COMPARTMENTS AND CUBICLES | SHOWER STALLS | Shower door, econ, 24"W, chrome, temp glass | EA | 473
102116001130 | SPECIALTIES | COMPARTMENTS AND CUBICLES | SHOWER STALLS | Shower door, econ, 24"W, PE Steel, temp glass | EA | 787
102116001140 | SPECIALTIES | COMPARTMENTS AND CUBICLES | SHOWER STALLS | Shower door, econ, 24"W, baked enamel, temp glass | EA | 503
102116001150 | SPECIALTIES | COMPARTMENTS AND CUBICLES | SHOWER STALLS | Shower door, econ, 24"W, alum, temp glass | EA | 970
102116001161 | SPECIALTIES | COMPARTMENTS AND CUBICLES | SHOWER STALLS | Shower door, econ, 24"W, alum, temp glass, folding | EA | 940
102116001220 | SPECIALTIES | COMPARTMENTS AND CUBICLES | SHOWER STALLS | Shower door, alum, tempered glass, compl, 32"x 32" | EA | 1269
102116001230 | SPECIALTIES | COMPARTMENTS AND CUBICLES | SHOWER STALLS | Shower door, alum, tempered glass, compl, 36"x 36" | EA | 1407
102116001240 | SPECIALTIES | COMPARTMENTS AND CUBICLES | SHOWER STALLS | Shower door, alum, tempered glass, compl, 40"x 40" | EA | 1482
102116005440 | SPECIALTIES | COMPARTMENTS AND CUBICLES | SHOWER STALLS | Shower, precast conc, single entry, PE steel | EA | 3850
102116005460 | SPECIALTIES | COMPARTMENTS AND CUBICLES | SHOWER STALLS | Shower, precast conc, single entry, BE steel | EA | 3732
102116005480 | SPECIALTIES | COMPARTMENTS AND CUBICLES | SHOWER STALLS | Shower, precast conc, single entry, St steel | EA | 3617
102116005520 | SPECIALTIES | COMPARTMENTS AND CUBICLES | SHOWER STALLS | Shower, precast conc, double entry, PE steel | EA | 6392
102116005540 | SPECIALTIES | COMPARTMENTS AND CUBICLES | SHOWER STALLS | Shower, precast conc, double entry, BE steel | EA | 4722
102116005560 | SPECIALTIES | COMPARTMENTS AND CUBICLES | SHOWER STALLS | Shower, precast conc, double entry, St steel | EA | 6944
102123001040 | SPECIALTIES | COMPARTMENTS AND CUBICLES | CUBICLES | Cubicle, hospital track, ceiling hung | LF | 18.53
102123001060 | SPECIALTIES | COMPARTMENTS AND CUBICLES | CUBICLES | Cubicle, hospital track, suspended | LF | 21.93
102123001120 | SPECIALTIES | COMPARTMENTS AND CUBICLES | CUBICLES | Cubicle, metal divider, galv stl, BE fin, 54"h, 10"lite | LF | 201
102123001140 | SPECIALTIES | COMPARTMENTS AND CUBICLES | CUBICLES | Cubicle, metal divider, galv stl, BE fin, 54"h, 14"lite | LF | 201
102123001160 | SPECIALTIES | COMPARTMENTS AND CUBICLES | CUBICLES | Cubicle, metal divider, galv stl, BE fin, 54"h, 24"lite | LF | 192
102123001180 | SPECIALTIES | COMPARTMENTS AND CUBICLES | CUBICLES | Cubicle, metal divider, galv stl, BE fin, 60"h, 10"lite | LF | 215
102123001190 | SPECIALTIES | COMPARTMENTS AND CUBICLES | CUBICLES | Cubicle, metal divider, galv stl, BE fin, 60"h, 14"lite | LF | 215
102123001200 | SPECIALTIES | COMPARTMENTS AND CUBICLES | CUBICLES | Cubicle, metal divider, galv stl, BE fin, 60"h, 24"lite | LF | 200
102123001320 | SPECIALTIES | COMPARTMENTS AND CUBICLES | CUBICLES | Cubicle, metal divider, galv stl, SS, 54"h, 10" lite | LF | 318
102123001340 | SPECIALTIES | COMPARTMENTS AND CUBICLES | CUBICLES | Cubicle, metal divider, galv stl, SS, 54"h, 14" lite | LF | 341
102123001360 | SPECIALTIES | COMPARTMENTS AND CUBICLES | CUBICLES | Cubicle, metal divider, galv stl, SS, 54"h, 24" lite | LF | 395
102123001380 | SPECIALTIES | COMPARTMENTS AND CUBICLES | CUBICLES | Cubicle, metal divider, galv stl, SS, 60"h, 10" lite | LF | 358
102123001400 | SPECIALTIES | COMPARTMENTS AND CUBICLES | CUBICLES | Cubicle, metal divider, galv stl, SS, 60"h, 14" lite | LF | 358
102123001420 | SPECIALTIES | COMPARTMENTS AND CUBICLES | CUBICLES | Cubicle, metal divider, galv stl, SS, 60"h, 24" lite | LF | 434
102219000100 | SPECIALTIES | PARTITIONS | MOVABLE PARTITIONS | Partition, mvbl office type, 2-1/2" thk, vinyl-gypsum | SF | 30.39
102219000120 | SPECIALTIES | PARTITIONS | MOVABLE PARTITIONS | Partition, enameled stl frame, w/1/4" thk clr glass | SF | 36.35
102219000160 | SPECIALTIES | PARTITIONS | MOVABLE PARTITIONS | Door frame and hardware for movable partitions | EA | 1167
102219000200 | SPECIALTIES | PARTITIONS | MOVABLE PARTITIONS | Add for acoustic movable partition | SF | 1.97
102219003000 | SPECIALTIES | PARTITIONS | MOVABLE PARTITIONS | Accordion partition, 12' high, vinyl | SF | 28.01
102219003020 | SPECIALTIES | PARTITIONS | MOVABLE PARTITIONS | Accordion partition, 12' high, vinyl, acoustical | SF | 30.67
102219003540 | SPECIALTIES | PARTITIONS | MOVABLE PARTITIONS | Office cubicle, 8', steel enamel, 100% flush | LF | 241
102219003550 | SPECIALTIES | PARTITIONS | MOVABLE PARTITIONS | Office cubicle, 8', steel enamel, 75% flush 25% glass | LF | 292
102219003560 | SPECIALTIES | PARTITIONS | MOVABLE PARTITIONS | Office cubicle, 8', steel enamel, 50% flush 50% glass | LF | 403
102219003570 | SPECIALTIES | PARTITIONS | MOVABLE PARTITIONS | Office cubicle, 8', steel enamel, 100% glass | LF | 469
102219003620 | SPECIALTIES | PARTITIONS | MOVABLE PARTITIONS | Office cubicle, nat hardwood, 100% flush | LF | 263
102219003640 | SPECIALTIES | PARTITIONS | MOVABLE PARTITIONS | Office cubicle, nat hardwood, 50% flush 50% glass | LF | 338
102219003660 | SPECIALTIES | PARTITIONS | MOVABLE PARTITIONS | Office cubicle, Plastic lam, 100% flush | LF | 301
102219003670 | SPECIALTIES | PARTITIONS | MOVABLE PARTITIONS | Office cubicle, Plastic lam, 75% flush 25% glass | LF | 380
102219003680 | SPECIALTIES | PARTITIONS | MOVABLE PARTITIONS | Office cubicle, Plastic lam, 50% flush 50% glass | LF | 422
102219003710 | SPECIALTIES | PARTITIONS | MOVABLE PARTITIONS | Office cubicle, vinyl covered, 100% flush | LF | 267
102219003720 | SPECIALTIES | PARTITIONS | MOVABLE PARTITIONS | Office cubicle, vinyl covered, 75% flush 25% glass | LF | 339
102219003730 | SPECIALTIES | PARTITIONS | MOVABLE PARTITIONS | Office cubicle, vinyl covered, 50% flush 50% glass | LF | 409
102219003830 | SPECIALTIES | PARTITIONS | MOVABLE PARTITIONS | Office cubicle, alum enameled, 100% flush | LF | 210
102219003840 | SPECIALTIES | PARTITIONS | MOVABLE PARTITIONS | Office cubicle, alum enameled, 75% flush 25% glass | LF | 201
102219003850 | SPECIALTIES | PARTITIONS | MOVABLE PARTITIONS | Office cubicle, alum enameled, 50% flush 50% glass | LF | 184
102219003870 | SPECIALTIES | PARTITIONS | MOVABLE PARTITIONS | Office cubicle, alum vinyl, 100% flush | LF | 225
102219003880 | SPECIALTIES | PARTITIONS | MOVABLE PARTITIONS | Office cubicle, alum vinyl, 75% flush 25% glass | LF | 248
102219003890 | SPECIALTIES | PARTITIONS | MOVABLE PARTITIONS | Office cubicle, alum vinyl, 50% flush 50% glass | LF | 283
102219004040 | SPECIALTIES | PARTITIONS | MOVABLE PARTITIONS | Partition, 60" hi, stl framed, enameled panels | LF | 114
102219004050 | SPECIALTIES | PARTITIONS | MOVABLE PARTITIONS | Partition, 60" hi, stl framed, nat hrdwd panel, 2-side | LF | 398
102219004060 | SPECIALTIES | PARTITIONS | MOVABLE PARTITIONS | Partition, 60" hi, stl framed, plastic lamntd panel | LF | 222
102219004070 | SPECIALTIES | PARTITIONS | MOVABLE PARTITIONS | Partition, 60" hi, stl framed, vinyl covered panels | LF | 278
102219004120 | SPECIALTIES | PARTITIONS | MOVABLE PARTITIONS | Partition, 60" hi, alum framed, baked enamel panels | LF | 158
102219004130 | SPECIALTIES | PARTITIONS | MOVABLE PARTITIONS | Partition, 60" hi, alum framed, nat hardwood panels | LF | 431
102219004140 | SPECIALTIES | PARTITIONS | MOVABLE PARTITIONS | Partition, 60" hi, alum framed, plastic lamntd panels | LF | 227
102219004150 | SPECIALTIES | PARTITIONS | MOVABLE PARTITIONS | Partition, 60" hi, alum framed, vinyl covered panels | LF | 278
102219005030 | SPECIALTIES | PARTITIONS | MOVABLE PARTITIONS | Partitions, wire mesh, wall panels, 4'x 7' | EA | 247
102219005040 | SPECIALTIES | PARTITIONS | MOVABLE PARTITIONS | Partitions, wire mesh, wall panels, 4'x 8' | EA | 265
102219005050 | SPECIALTIES | PARTITIONS | MOVABLE PARTITIONS | Partitions, wire mesh, wall panels, 4'x 10' | EA | 301
102219005070 | SPECIALTIES | PARTITIONS | MOVABLE PARTITIONS | Partitions, wire mesh, wall filler panels, 1'x 7' | EA | 156
102219005080 | SPECIALTIES | PARTITIONS | MOVABLE PARTITIONS | Partitions, wire mesh, wall filler panels, 1'x 8' | EA | 172
102219005090 | SPECIALTIES | PARTITIONS | MOVABLE PARTITIONS | Partitions, wire mesh, wall filler panels, 1'x 10' | EA | 199
102219005100 | SPECIALTIES | PARTITIONS | MOVABLE PARTITIONS | Partitions, wire mesh, wall filler panels, 2'x 7' | EA | 169
102219005120 | SPECIALTIES | PARTITIONS | MOVABLE PARTITIONS | Partitions, wire mesh, wall filler panels, 2'x 8' | EA | 181
102219005130 | SPECIALTIES | PARTITIONS | MOVABLE PARTITIONS | Partitions, wire mesh, wall filler panels, 2'x 10' | EA | 213
102219005140 | SPECIALTIES | PARTITIONS | MOVABLE PARTITIONS | Partitions, wire mesh, wall filler panels, 3'x 7' | EA | 197
102219005150 | SPECIALTIES | PARTITIONS | MOVABLE PARTITIONS | Partitions, wire mesh, wall filler panels, 3'x 8' | EA | 258
102219005160 | SPECIALTIES | PARTITIONS | MOVABLE PARTITIONS | Partitions, wire mesh, wall filler panels, 3'x 10' | EA | 283
102219005210 | SPECIALTIES | PARTITIONS | MOVABLE PARTITIONS | Partitions, wire mesh, ceiling panels, 10'x 2' | EA | 268
102219005220 | SPECIALTIES | PARTITIONS | MOVABLE PARTITIONS | Partitions, wire mesh, ceiling panels, 10'x 4' | EA | 391
102219005420 | SPECIALTIES | PARTITIONS | MOVABLE PARTITIONS | Parts, wire mesh, wall panel w/serv wind, 5' w, 7' hi | EA | 663
102219005430 | SPECIALTIES | PARTITIONS | MOVABLE PARTITIONS | Parts, wire mesh, wall panel w/serv wind, 5' w, 8' hi | EA | 694
102219005440 | SPECIALTIES | PARTITIONS | MOVABLE PARTITIONS | Parts, wire mesh, wall panel w/serv wind, 5' w, 10' hi | EA | 678
102219005520 | SPECIALTIES | PARTITIONS | MOVABLE PARTITIONS | Partitions, wire mesh, doors, sliding, 3'x 7' | EA | 617
102219005540 | SPECIALTIES | PARTITIONS | MOVABLE PARTITIONS | Partitions, wire mesh, doors, sliding, 3'x 8' | EA | 784
102219005560 | SPECIALTIES | PARTITIONS | MOVABLE PARTITIONS | Partitions, wire mesh, doors, sliding, 3'x 10' | EA | 912
102219005580 | SPECIALTIES | PARTITIONS | MOVABLE PARTITIONS | Partitions, wire mesh, doors, sliding, 4'x 7' | EA | 750
102219005590 | SPECIALTIES | PARTITIONS | MOVABLE PARTITIONS | Partitions, wire mesh, doors, sliding, 4'x 8' | EA | 912
102219005600 | SPECIALTIES | PARTITIONS | MOVABLE PARTITIONS | Partitions, wire mesh, doors, sliding, 4'x 10' | EA | 1028
102219005620 | SPECIALTIES | PARTITIONS | MOVABLE PARTITIONS | Partitions, wire mesh, doors, sliding, 5'x 7' | EA | 898
102219005640 | SPECIALTIES | PARTITIONS | MOVABLE PARTITIONS | Partitions, wire mesh, doors, sliding, 5'x 8' | EA | 1025
102219005660 | SPECIALTIES | PARTITIONS | MOVABLE PARTITIONS | Partitions, wire mesh, doors, sliding, 5'x 10' | EA | 1104
102219006000 | SPECIALTIES | PARTITIONS | MOVABLE PARTITIONS | Partitions, wire mesh, doors, swing, 3'x 7' | EA | 548
102219006020 | SPECIALTIES | PARTITIONS | MOVABLE PARTITIONS | Partitions, wire mesh, doors, swing, 4'x 7' | EA | 612
102219006040 | SPECIALTIES | PARTITIONS | MOVABLE PARTITIONS | Partitions, wire mesh, door, swing, w/1' trans, 3'x 7' | EA | 736
102219006050 | SPECIALTIES | PARTITIONS | MOVABLE PARTITIONS | Partitions, wire mesh, door, swing, w/1' trans, 4'x 7' | EA | 891
102219006070 | SPECIALTIES | PARTITIONS | MOVABLE PARTITIONS | Partitions, wire mesh, door, swing, w/3' trans, 3'x 7' | EA | 946
102219006080 | SPECIALTIES | PARTITIONS | MOVABLE PARTITIONS | Partitions, wire mesh, door, swing, w/3' trans, 4'x 7' | EA | 1063
102816001040 | SPECIALTIES | TOILET, BATH AND LAUNDRY ACCESSORIES | BATH ACCESSORIES | Bath accessory, ash receiver, wall mounted, alum | EA | 296
102816001060 | SPECIALTIES | TOILET, BATH AND LAUNDRY ACCESSORIES | BATH ACCESSORIES | Bath accessory, grab bar, SS, 1-1/2" D, 24" | EA | 132
102816001080 | SPECIALTIES | TOILET, BATH AND LAUNDRY ACCESSORIES | BATH ACCESSORIES | Bath accessory, grab bar, SS, 1-1/2" D, 36" | EA | 146
102816001090 | SPECIALTIES | TOILET, BATH AND LAUNDRY ACCESSORIES | BATH ACCESSORIES | Bath accessory, grab bar, SS, 1-1/2" D, 42" | EA | 159
102816001100 | SPECIALTIES | TOILET, BATH AND LAUNDRY ACCESSORIES | BATH ACCESSORIES | Bath accessory, grab bar, SS, 1-1/2" D, 48" | EA | 173
102816001120 | SPECIALTIES | TOILET, BATH AND LAUNDRY ACCESSORIES | BATH ACCESSORIES | Bath accessory, grab bar, SS, 1-1/2" D, 52" | EA | 188
102816001140 | SPECIALTIES | TOILET, BATH AND LAUNDRY ACCESSORIES | BATH ACCESSORIES | Bath accessory, grab bar, SS, 1" D, 12" | EA | 92.55
102816001160 | SPECIALTIES | TOILET, BATH AND LAUNDRY ACCESSORIES | BATH ACCESSORIES | Bath accessory, grab bar, SS, 1" D, 18" | EA | 106
102816001180 | SPECIALTIES | TOILET, BATH AND LAUNDRY ACCESSORIES | BATH ACCESSORIES | Bath accessory, grab bar, SS, 1" D, 24" | EA | 118
102816001200 | SPECIALTIES | TOILET, BATH AND LAUNDRY ACCESSORIES | BATH ACCESSORIES | Bath accessory, grab bar, SS, 1" D, 30" | EA | 134
102816001220 | SPECIALTIES | TOILET, BATH AND LAUNDRY ACCESSORIES | BATH ACCESSORIES | Bath accessory, grab bar, SS, 1" D, 36" | EA | 148
102816001240 | SPECIALTIES | TOILET, BATH AND LAUNDRY ACCESSORIES | BATH ACCESSORIES | Bath accessory, grab bar, SS, 1" D, 48" | EA | 162
102816001245 | SPECIALTIES | TOILET, BATH AND LAUNDRY ACCESSORIES | BATH ACCESSORIES | Clothes hook, commercial, chrome | EA | 56.37
102816001250 | SPECIALTIES | TOILET, BATH AND LAUNDRY ACCESSORIES | BATH ACCESSORIES | Clothes hook, commercial, stainless | EA | 56.37
102816001300 | SPECIALTIES | TOILET, BATH AND LAUNDRY ACCESSORIES | BATH ACCESSORIES | Commercial hand dryer, surface mounted, 110 volt | EA | 1406
102816001320 | SPECIALTIES | TOILET, BATH AND LAUNDRY ACCESSORIES | BATH ACCESSORIES | Medicine cabinet, 16 x 22, enamel, lighted | EA | 288
102816001340 | SPECIALTIES | TOILET, BATH AND LAUNDRY ACCESSORIES | BATH ACCESSORIES | Medicine cabinet, 16 x 22, enamel, lighted, mirror | EA | 432
102816001420 | SPECIALTIES | TOILET, BATH AND LAUNDRY ACCESSORIES | BATH ACCESSORIES | Mirror, 1/4" plate glass, up to 10 Sf | SF | 28.13
102816001440 | SPECIALTIES | TOILET, BATH AND LAUNDRY ACCESSORIES | BATH ACCESSORIES | Mirror, SS frame, 18"x 24" | EA | 180
102816001460 | SPECIALTIES | TOILET, BATH AND LAUNDRY ACCESSORIES | BATH ACCESSORIES | Mirror, SS frame, 18"x 32" | EA | 208
102816001480 | SPECIALTIES | TOILET, BATH AND LAUNDRY ACCESSORIES | BATH ACCESSORIES | Mirror, SS frame, 18"x 36" | EA | 221
102816001500 | SPECIALTIES | TOILET, BATH AND LAUNDRY ACCESSORIES | BATH ACCESSORIES | Mirror, SS frame, 24"x 30" | EA | 227
102816001510 | SPECIALTIES | TOILET, BATH AND LAUNDRY ACCESSORIES | BATH ACCESSORIES | Mirror, SS frame, 24"x36" | EA | 243
102816001520 | SPECIALTIES | TOILET, BATH AND LAUNDRY ACCESSORIES | BATH ACCESSORIES | Mirror, SS frame, 24"x48" | EA | 347
102816001530 | SPECIALTIES | TOILET, BATH AND LAUNDRY ACCESSORIES | BATH ACCESSORIES | Mirror, SS frame, 24"x 60" | EA | 780
102816001560 | SPECIALTIES | TOILET, BATH AND LAUNDRY ACCESSORIES | BATH ACCESSORIES | Mirror, SS frame, 30"x30" | EA | 688
102816001580 | SPECIALTIES | TOILET, BATH AND LAUNDRY ACCESSORIES | BATH ACCESSORIES | Mirror, SS frame, 30"x72" | EA | 1193
102816001600 | SPECIALTIES | TOILET, BATH AND LAUNDRY ACCESSORIES | BATH ACCESSORIES | Mirror, SS frame, 48"x72" | EA | 1325
102816001640 | SPECIALTIES | TOILET, BATH AND LAUNDRY ACCESSORIES | BATH ACCESSORIES | Mirror, SS frame, 18"x 24", w/shelf | EA | 503
102816001820 | SPECIALTIES | TOILET, BATH AND LAUNDRY ACCESSORIES | BATH ACCESSORIES | Sanitary napkin dispenser, SS, wall mounted | EA | 1189
102816001835 | SPECIALTIES | TOILET, BATH AND LAUNDRY ACCESSORIES | BATH ACCESSORIES | Shower seat, folding, teak (ADA) | EA | 769
102816001840 | SPECIALTIES | TOILET, BATH AND LAUNDRY ACCESSORIES | BATH ACCESSORIES | Shower rod, 1" D, chrome | EA | 449
102816001860 | SPECIALTIES | TOILET, BATH AND LAUNDRY ACCESSORIES | BATH ACCESSORIES | Shower rod, 1" D, SS | EA | 325
102816001900 | SPECIALTIES | TOILET, BATH AND LAUNDRY ACCESSORIES | BATH ACCESSORIES | Soap dish, stainless steel, wall mounted | EA | 310
102816001905 | SPECIALTIES | TOILET, BATH AND LAUNDRY ACCESSORIES | BATH ACCESSORIES | Soap dispenser, commercial, SS, wall mounted, min. | EA | 137
102816001906 | SPECIALTIES | TOILET, BATH AND LAUNDRY ACCESSORIES | BATH ACCESSORIES | Soap dispenser, commercial, SS, wall mounted, avg. | EA | 164
102816001907 | SPECIALTIES | TOILET, BATH AND LAUNDRY ACCESSORIES | BATH ACCESSORIES | Soap dispenser, commercial, SS, wall mounted, max. | EA | 247
102816001920 | SPECIALTIES | TOILET, BATH AND LAUNDRY ACCESSORIES | BATH ACCESSORIES | Toilet tissue disp, SS, wall mounted, single | EA | 148
102816001940 | SPECIALTIES | TOILET, BATH AND LAUNDRY ACCESSORIES | BATH ACCESSORIES | Toilet tissue disp, SS, wall mounted, double | EA | 268
102816001950 | SPECIALTIES | TOILET, BATH AND LAUNDRY ACCESSORIES | BATH ACCESSORIES | Towel dispenser, SS, flush mounted | EA | 535
102816001960 | SPECIALTIES | TOILET, BATH AND LAUNDRY ACCESSORIES | BATH ACCESSORIES | Towel dispenser, SS, surface | EA | 739
102816001970 | SPECIALTIES | TOILET, BATH AND LAUNDRY ACCESSORIES | BATH ACCESSORIES | Combination towel dispenser & waste receptacle | EA | 1117
102816002020 | SPECIALTIES | TOILET, BATH AND LAUNDRY ACCESSORIES | BATH ACCESSORIES | Towel bar, SS, 18" long | EA | 190
102816002040 | SPECIALTIES | TOILET, BATH AND LAUNDRY ACCESSORIES | BATH ACCESSORIES | Towel bar, SS, 24" long | EA | 253
102816002060 | SPECIALTIES | TOILET, BATH AND LAUNDRY ACCESSORIES | BATH ACCESSORIES | Towel bar, SS, 30" long | EA | 265
102816002070 | SPECIALTIES | TOILET, BATH AND LAUNDRY ACCESSORIES | BATH ACCESSORIES | Towel bar, SS, 36" long | EA | 290
102816002080 | SPECIALTIES | TOILET, BATH AND LAUNDRY ACCESSORIES | BATH ACCESSORIES | Toothbrush and tumbler holder | EA | 127
102816002100 | SPECIALTIES | TOILET, BATH AND LAUNDRY ACCESSORIES | BATH ACCESSORIES | Waste receptacle, SS, wall mounted | EA | 871
104400101040 | SPECIALTIES | FIRE PROTECTION SPECIALTIES | FIRE PROTECTION | Fire exting, portable, water, 2.5 Gal, galv, red | EA | 208
104400101060 | SPECIALTIES | FIRE PROTECTION SPECIALTIES | FIRE PROTECTION | Fire exting, portable, water, 2.5 gal, copper, red | EA | 290
104400101080 | SPECIALTIES | FIRE PROTECTION SPECIALTIES | FIRE PROTECTION | Portable fire ext, water pump tank, 2.5 gal, copper | EA | 365
104400101220 | SPECIALTIES | FIRE PROTECTION SPECIALTIES | FIRE PROTECTION | Fire exting, portable, CO2, 2.5 lb | EA | 295
104400101240 | SPECIALTIES | FIRE PROTECTION SPECIALTIES | FIRE PROTECTION | Fire exting, portable, CO2, 5 lb | EA | 410
104400101260 | SPECIALTIES | FIRE PROTECTION SPECIALTIES | FIRE PROTECTION | Fire exting, portable, CO2, 10 lb | EA | 438
104400101280 | SPECIALTIES | FIRE PROTECTION SPECIALTIES | FIRE PROTECTION | Portable fire ext, CO, enamel steel, Sq grip, 15 lb | EA | 497
104400101300 | SPECIALTIES | FIRE PROTECTION SPECIALTIES | FIRE PROTECTION | Portable fire ext, CO, enamel steel, Sq grip, 20 lb | EA | 594
104400101320 | SPECIALTIES | FIRE PROTECTION SPECIALTIES | FIRE PROTECTION | Portable fire ext, steel, wheel type, 125 lb | EA | 4695
104400101340 | SPECIALTIES | FIRE PROTECTION SPECIALTIES | FIRE PROTECTION | Portable fire ext, steel, wheel type, 250 lb | EA | 5900
104400101360 | SPECIALTIES | FIRE PROTECTION SPECIALTIES | FIRE PROTECTION | Portable fire ext, steel, wheel type, 500 lb | EA | 7581
104400101410 | SPECIALTIES | FIRE PROTECTION SPECIALTIES | FIRE PROTECTION | Portable fire ext, dry chemical, press, enamel, 2.5 lb | EA | 122
104400101430 | SPECIALTIES | FIRE PROTECTION SPECIALTIES | FIRE PROTECTION | Portable fire ext, dry chemical, press, enamel, 5 lb | EA | 158
104400101440 | SPECIALTIES | FIRE PROTECTION SPECIALTIES | FIRE PROTECTION | Portable fire ext, dry chemical, press, enamel, 10 lb | EA | 291
104400101450 | SPECIALTIES | FIRE PROTECTION SPECIALTIES | FIRE PROTECTION | Portable fire ext, dry chemical, press, enamel, 20 lb | EA | 369
104400101460 | SPECIALTIES | FIRE PROTECTION SPECIALTIES | FIRE PROTECTION | Portable fire ext, dry chemical, press, enamel, 30 lb | EA | 441
104400101480 | SPECIALTIES | FIRE PROTECTION SPECIALTIES | FIRE PROTECTION | Portable fire ext, dry chemical, press, chrome, 2.5 lb | EA | 382
104400101510 | SPECIALTIES | FIRE PROTECTION SPECIALTIES | FIRE PROTECTION | Fire ext, 2.5 gal, SS, pressurized water | EA | 300
104400101520 | SPECIALTIES | FIRE PROTECTION SPECIALTIES | FIRE PROTECTION | Fire ext, 2.5 gal, SS, soda and acid type | EA | 255
104400101530 | SPECIALTIES | FIRE PROTECTION SPECIALTIES | FIRE PROTECTION | Fire ext, 2.5 gal, SS, cartridge op, water type | EA | 232
104400101540 | SPECIALTIES | FIRE PROTECTION SPECIALTIES | FIRE PROTECTION | Fire ext, 2.5 gal, SS, laded stream, water type | EA | 270
104400101550 | SPECIALTIES | FIRE PROTECTION SPECIALTIES | FIRE PROTECTION | Fire ext, 2.5 gal, SS, fam type | EA | 346
104400101560 | SPECIALTIES | FIRE PROTECTION SPECIALTIES | FIRE PROTECTION | Fire ext, 40 gal, SS, wheeled foam type | EA | 6946
104400101610 | SPECIALTIES | FIRE PROTECTION SPECIALTIES | FIRE PROTECTION | Fire exting cabinets, enameled steel, 8 x 12 x 27 | EA | 302
104400101620 | SPECIALTIES | FIRE PROTECTION SPECIALTIES | FIRE PROTECTION | Fire exting cabinets, enameled steel, 8 x 16 x 38 | EA | 339
104400101630 | SPECIALTIES | FIRE PROTECTION SPECIALTIES | FIRE PROTECTION | Fire ext cabinet, aluminum, 8" x 12" x 27 | EA | 393
104400101640 | SPECIALTIES | FIRE PROTECTION SPECIALTIES | FIRE PROTECTION | Fire ext cabinet, aluminum, 8" x 16" x 38" | EA | 446
104400101660 | SPECIALTIES | FIRE PROTECTION SPECIALTIES | FIRE PROTECTION | Fire ext cabinet, SS, 8" x 16" x 38" | EA | 431
105100100100 | SPECIALTIES | LOCKERS | LOCKERS | Locker bench, floor mounted, laminated maple, 4' | EA | 498
105100100120 | SPECIALTIES | LOCKERS | LOCKERS | Locker bench, floor mounted, laminated maple, 6' | EA | 673
105100100140 | SPECIALTIES | LOCKERS | LOCKERS | Wardrobe locker, 12"x 60"x 15", enamel, 1-tier | EA | 511
105100100160 | SPECIALTIES | LOCKERS | LOCKERS | Wardrobe locker, 12"x 60"x 15", enamel, 2-tier | EA | 534
105100100180 | SPECIALTIES | LOCKERS | LOCKERS | Wardrobe locker, 12"x 60"x 15", enamel, 3-tier | EA | 592
105100100200 | SPECIALTIES | LOCKERS | LOCKERS | Wardrobe locker, 12"x 60"x 15", enamel, 4-tier | EA | 640
105100100260 | SPECIALTIES | LOCKERS | LOCKERS | Wardrobe locker, 12"x 72"x 15", enamel, 1-tier | EA | 434
105100100280 | SPECIALTIES | LOCKERS | LOCKERS | Wardrobe locker, 12"x 75"x 15", enamel, 2-tier | EA | 519
105100100300 | SPECIALTIES | LOCKERS | LOCKERS | Wardrobe locker, 12"x 75"x 15", enamel, 4-tier | EA | 635
105100100320 | SPECIALTIES | LOCKERS | LOCKERS | Wardrobe locker, 12"x 75"x 15", enamel, 5-tier | EA | 635
105100101220 | SPECIALTIES | LOCKERS | LOCKERS | Wardrobe locker, 15"x 60"x 15", enamel, 1-tier | EA | 560
105100101240 | SPECIALTIES | LOCKERS | LOCKERS | Wardrobe locker, 15"x 60"x 15", enamel, 4-tier | EA | 608
105100102060 | SPECIALTIES | LOCKERS | LOCKERS | Wardrobe locker, single tier type, 12"x15"x72" | EA | 432
105100102080 | SPECIALTIES | LOCKERS | LOCKERS | Wardrobe locker, single tier type, 18"x15"x72" | EA | 516
105100102100 | SPECIALTIES | LOCKERS | LOCKERS | Wardrobe locker, single tier type, 12"x18"x72" | EA | 473
105100102120 | SPECIALTIES | LOCKERS | LOCKERS | Wardrobe locker, single tier type, 18"x18"x72" | EA | 590
105100102160 | SPECIALTIES | LOCKERS | LOCKERS | Wardrobe locker, dbl tier type, 12"x15"x36" | EA | 320
105100102180 | SPECIALTIES | LOCKERS | LOCKERS | Wardrobe locker, dbl tier type, 18"x15"x36" | EA | 312
105100102200 | SPECIALTIES | LOCKERS | LOCKERS | Wardrobe locker, dbl tier type, 12"x18"x36" | EA | 327
105100102220 | SPECIALTIES | LOCKERS | LOCKERS | Wardrobe locker, dbl tier type, 18"x18"x36" | EA | 351
105100102260 | SPECIALTIES | LOCKERS | LOCKERS | Wardrobe locker, 2 person unit, 18"x15"x72" | EA | 877
105100102280 | SPECIALTIES | LOCKERS | LOCKERS | Wardrobe locker, 2 person unit, 18"x18"x72" | EA | 999
105100102320 | SPECIALTIES | LOCKERS | LOCKERS | Wardrobe locker, duplex unit, 15"x15"x72" | EA | 840
105100102340 | SPECIALTIES | LOCKERS | LOCKERS | Wardrobe locker, duplex unit, 15"x21"x72" | EA | 878
105100102440 | SPECIALTIES | LOCKERS | LOCKERS | Basket lockers, sets w/baskets, conc, 24 basket set | SET | 2272
105100102460 | SPECIALTIES | LOCKERS | LOCKERS | Basket lockers, sets w/baskets, conc, 30 basket set | SET | 2740
105100102480 | SPECIALTIES | LOCKERS | LOCKERS | Basket lockers, sets w/baskets, conc, 36 basket set | SET | 3205
105100102500 | SPECIALTIES | LOCKERS | LOCKERS | Basket lockers, sets w/baskets, conc, 42 basket set | SET | 3636
105500101530 | SPECIALTIES | POSTAL SPECIALTIES | POSTAL SPECIALTIES | Mail chutes, single, finished aluminum | LF | 1178
105500101540 | SPECIALTIES | POSTAL SPECIALTIES | POSTAL SPECIALTIES | Mail chutes, single, bronze | LF | 1561
105500101580 | SPECIALTIES | POSTAL SPECIALTIES | POSTAL SPECIALTIES | Single mail chute receiving box, finished aluminum | EA | 1852
105500101600 | SPECIALTIES | POSTAL SPECIALTIES | POSTAL SPECIALTIES | Single mail chute receiving box, bronze | EA | 2140
105500101630 | SPECIALTIES | POSTAL SPECIALTIES | POSTAL SPECIALTIES | Twin mail chute, double parallel, finished aluminum | FLR | 2533
105500101640 | SPECIALTIES | POSTAL SPECIALTIES | POSTAL SPECIALTIES | Twin mail chute, double parallel, bronze | FLR | 3187
105500101680 | SPECIALTIES | POSTAL SPECIALTIES | POSTAL SPECIALTIES | Mail chutes, receiving box, 36"x20"x12", fin alum | EA | 4000
105500101690 | SPECIALTIES | POSTAL SPECIALTIES | POSTAL SPECIALTIES | Mail chutes, receiving box, 36"x20"x12", bronze | EA | 5155
105500101720 | SPECIALTIES | POSTAL SPECIALTIES | POSTAL SPECIALTIES | Locked receiving mail box, finished aluminum | EA | 1866
105500101730 | SPECIALTIES | POSTAL SPECIALTIES | POSTAL SPECIALTIES | Locked receiving mail box, bronze | EA | 3251
105500101760 | SPECIALTIES | POSTAL SPECIALTIES | POSTAL SPECIALTIES | Mail chutes, commercial access, letter slot, brass | EA | 274
105500101770 | SPECIALTIES | POSTAL SPECIALTIES | POSTAL SPECIALTIES | Mail chutes, commercial access, bulk mail slot, brass | EA | 429
105500101800 | SPECIALTIES | POSTAL SPECIALTIES | POSTAL SPECIALTIES | Postal accessory, residential letter slot | EA | 150
105500101810 | SPECIALTIES | POSTAL SPECIALTIES | POSTAL SPECIALTIES | Postal accessory, rural letter box | EA | 314
105500101820 | SPECIALTIES | POSTAL SPECIALTIES | POSTAL SPECIALTIES | Postal accessory, apt, keyed, 3.5 x 4.5 x 16 | EA | 224
105500101830 | SPECIALTIES | POSTAL SPECIALTIES | POSTAL SPECIALTIES | Postal accessory, ranch style | EA | 252
105500101860 | SPECIALTIES | POSTAL SPECIALTIES | POSTAL SPECIALTIES | Postal accessory, commercial, letter box, w/combin | EA | 182
105500101880 | SPECIALTIES | POSTAL SPECIALTIES | POSTAL SPECIALTIES | Postal accessory, commercial, key lock | EA | 197
105500102000 | SPECIALTIES | POSTAL SPECIALTIES | POSTAL SPECIALTIES | Mail box, alum w/glass front, 4x5, horiz rear load | EA | 278
105500102020 | SPECIALTIES | POSTAL SPECIALTIES | POSTAL SPECIALTIES | Mail box, alum w/glass front, 4x5, vert front load | EA | 162
105700101020 | SPECIALTIES | WARDROBE AND CLOSET SPECIALTIES | WARDROBE SPECIALTIES | Hosp wrdrb units, 24"x 24"x 76", w/door, bk enml stl | EA | 5690
105700101040 | SPECIALTIES | WARDROBE AND CLOSET SPECIALTIES | WARDROBE SPECIALTIES | Hosp wardrobe units, 24"x 24"x 76", w/door, hardwood | EA | 3253
105700101060 | SPECIALTIES | WARDROBE AND CLOSET SPECIALTIES | WARDROBE SPECIALTIES | Hosp wardrobe units, 24"x 24"x 76", w/door, stnls stl | EA | 9196
105700101080 | SPECIALTIES | WARDROBE AND CLOSET SPECIALTIES | WARDROBE SPECIALTIES | Hosp wardrobe units, 24"x 24"x 76", w/door, plast lam | EA | 3604
105700102020 | SPECIALTIES | WARDROBE AND CLOSET SPECIALTIES | WARDROBE SPECIALTIES | Dormitory wardrobe units, 24"x 76", w/door, hardwood | EA | 3374
105700102040 | SPECIALTIES | WARDROBE AND CLOSET SPECIALTIES | WARDROBE SPECIALTIES | Dormitory wardrobe units, 24"x 76", w/door, plast lam | EA | 3088
105700103040 | SPECIALTIES | WARDROBE AND CLOSET SPECIALTIES | WARDROBE SPECIALTIES | Hat and coat rack, single tier, baked enameled steel | EA | 351
105700103060 | SPECIALTIES | WARDROBE AND CLOSET SPECIALTIES | WARDROBE SPECIALTIES | Hat and coat rack, single tier, stainless steel | EA | 394
105700103080 | SPECIALTIES | WARDROBE AND CLOSET SPECIALTIES | WARDROBE SPECIALTIES | Hat and coat rack, single tier, aluminum | EA | 362
105700103120 | SPECIALTIES | WARDROBE AND CLOSET SPECIALTIES | WARDROBE SPECIALTIES | Hat and coat rack, double tier, baked enameled steel | EA | 644
105700103140 | SPECIALTIES | WARDROBE AND CLOSET SPECIALTIES | WARDROBE SPECIALTIES | Hat and coat rack, double tier, stainless steel | EA | 871
105700103160 | SPECIALTIES | WARDROBE AND CLOSET SPECIALTIES | WARDROBE SPECIALTIES | Hat and coat rack, double tier, aluminum | EA | 716
105723001000 | SPECIALTIES | WARDROBE AND CLOSET SPECIALTIES | SHELVING | Shelving, enml, closed side & back, 12"x 36", 5 shelve | EA | 488
105723001020 | SPECIALTIES | WARDROBE AND CLOSET SPECIALTIES | SHELVING | Shelving, enml, closed side & back, 12"x 36", 8 shelve | EA | 569
105723001040 | SPECIALTIES | WARDROBE AND CLOSET SPECIALTIES | SHELVING | Shelving, enamel, open, 5 shelves | EA | 316
105723001060 | SPECIALTIES | WARDROBE AND CLOSET SPECIALTIES | SHELVING | Shelving, enamel, open, 8 shelves | EA | 380
105723002040 | SPECIALTIES | WARDROBE AND CLOSET SPECIALTIES | SHELVING | Metal stor shelving, bk enamel, 7 shelf, 10" shelf | LF | 143
105723002050 | SPECIALTIES | WARDROBE AND CLOSET SPECIALTIES | SHELVING | Metal stor shelving, bk enamel, 7 shelf, 12" shelf | LF | 154
105723002060 | SPECIALTIES | WARDROBE AND CLOSET SPECIALTIES | SHELVING | Metal stor shelving, bk enamel, 7 shelf, 15" shelf | LF | 207
105723002070 | SPECIALTIES | WARDROBE AND CLOSET SPECIALTIES | SHELVING | Metal stor shelving, bk enamel, 7 shelf, 18" shelf | LF | 213
105723002080 | SPECIALTIES | WARDROBE AND CLOSET SPECIALTIES | SHELVING | Metal stor shelving, bk enamel, 7 shelf, 24" shelf | LF | 242
105723002090 | SPECIALTIES | WARDROBE AND CLOSET SPECIALTIES | SHELVING | Metal stor shelving, bk enamel, 7 shelf, 30" shelf | LF | 244
105723002100 | SPECIALTIES | WARDROBE AND CLOSET SPECIALTIES | SHELVING | Metal stor shelving, bk enamel, 7 shelf, 36" shelf | LF | 278
105723002230 | SPECIALTIES | WARDROBE AND CLOSET SPECIALTIES | SHELVING | Metal stor shelving, bk enamel, 4 shelf, 10" shelf | LF | 151
105723002240 | SPECIALTIES | WARDROBE AND CLOSET SPECIALTIES | SHELVING | Metal stor shelving, bk enamel, 4 shelf, 12" shelf | LF | 164
105723002250 | SPECIALTIES | WARDROBE AND CLOSET SPECIALTIES | SHELVING | Metal stor shelving, bk enamel, 4 shelf, 15" shelf | LF | 191
105723002260 | SPECIALTIES | WARDROBE AND CLOSET SPECIALTIES | SHELVING | Metal stor shelving, bk enamel, 4 shelf, 18" shelf | LF | 209
105723002270 | SPECIALTIES | WARDROBE AND CLOSET SPECIALTIES | SHELVING | Metal stor shelving, bk enamel, 4 shelf, 24" shelf | LF | 274
105723002320 | SPECIALTIES | WARDROBE AND CLOSET SPECIALTIES | SHELVING | Metal stor shelving, bk enamel, 3 shelf, 10" shelf | LF | 113
105723002340 | SPECIALTIES | WARDROBE AND CLOSET SPECIALTIES | SHELVING | Metal stor shelving, bk enamel, 3 shelf, 12" shelf | LF | 115
105723002350 | SPECIALTIES | WARDROBE AND CLOSET SPECIALTIES | SHELVING | Metal stor shelving, bk enamel, 3 shelf, 15" shelf | LF | 124
105723002360 | SPECIALTIES | WARDROBE AND CLOSET SPECIALTIES | SHELVING | Metal stor shelving, bk enamel, 3 shelf, 18" shelf | LF | 130
105723002370 | SPECIALTIES | WARDROBE AND CLOSET SPECIALTIES | SHELVING | Metal stor shelving, bk enamel, 3 shelf, 24" shelf | LF | 141
105723002410 | SPECIALTIES | WARDROBE AND CLOSET SPECIALTIES | SHELVING | Single shelf unit, attached to masonry, 10" shelf | LF | 38.74
105723002420 | SPECIALTIES | WARDROBE AND CLOSET SPECIALTIES | SHELVING | Single shelf unit, attached to masonry, 12" shelf | LF | 42.58
105723002430 | SPECIALTIES | WARDROBE AND CLOSET SPECIALTIES | SHELVING | Single shelf unit, attached to masonry, 15" shelf | LF | 44.43
105723002440 | SPECIALTIES | WARDROBE AND CLOSET SPECIALTIES | SHELVING | Single shelf unit, attached to masonry, 18" shelf | LF | 48.98
105723002450 | SPECIALTIES | WARDROBE AND CLOSET SPECIALTIES | SHELVING | Single shelf unit, attached to masonry, 24" shelf | LF | 57.24
105723002520 | SPECIALTIES | WARDROBE AND CLOSET SPECIALTIES | SHELVING | Built-in wood, posts and trimmed plywood | LF | 19.55
105723002540 | SPECIALTIES | WARDROBE AND CLOSET SPECIALTIES | SHELVING | Built-in wood, solid clear pine | LF | 24.97
105723002560 | SPECIALTIES | WARDROBE AND CLOSET SPECIALTIES | SHELVING | Closet shelf, pine with rod | LF | 20.98
105723002580 | SPECIALTIES | WARDROBE AND CLOSET SPECIALTIES | SHELVING | For lumber edge band, add to material | LF | 4.3
107500102040 | SPECIALTIES | FLAGPOLES | FLAGPOLES | Flagpole, concrete base, fiberglass, 25' high | EA | 2751
107500102080 | SPECIALTIES | FLAGPOLES | FLAGPOLES | Flagpole, concrete base, fiberglass, 50' high | EA | 7203
107500102120 | SPECIALTIES | FLAGPOLES | FLAGPOLES | Flagpole, concrete base, aluminum, 25' high | EA | 2685
107500102140 | SPECIALTIES | FLAGPOLES | FLAGPOLES | Flagpole, concrete base, aluminum, 50' high | EA | 5605
107500102180 | SPECIALTIES | FLAGPOLES | FLAGPOLES | Flagpole, concrete base, bonderized steel, 25' high | EA | 3029
107500102200 | SPECIALTIES | FLAGPOLES | FLAGPOLES | Flagpole, concrete base, bonderized steel, 50' high | EA | 6434
107500102240 | SPECIALTIES | FLAGPOLES | FLAGPOLES | Flagpole, freestanding tapered, fiberglass, 30' high | EA | 3214
107500102260 | SPECIALTIES | FLAGPOLES | FLAGPOLES | Flagpole, freestanding tapered, fiberglass, 40' high | EA | 4159
107500102280 | SPECIALTIES | FLAGPOLES | FLAGPOLES | Flagpole, freestanding tapered, fiberglass, 50' high | EA | 9526
107500102300 | SPECIALTIES | FLAGPOLES | FLAGPOLES | Flagpole, freestanding tapered, fiberglass, 60' high | EA | 10268
107500102420 | SPECIALTIES | FLAGPOLES | FLAGPOLES | Flagpole, wall mount, w/collar, brushed alum, 15' long | EA | 2441
107500102440 | SPECIALTIES | FLAGPOLES | FLAGPOLES | Flagpole, wall mount, w/collar, brushed alum, 18' long | EA | 2706
107500102460 | SPECIALTIES | FLAGPOLES | FLAGPOLES | Flagpole, wall mount, w/collar, brushed alum, 20' long | EA | 2940
107500102480 | SPECIALTIES | FLAGPOLES | FLAGPOLES | Flagpole, wall mount, w/collar, brushed alum, 24' long | EA | 3176
107500102520 | SPECIALTIES | FLAGPOLES | FLAGPOLES | Flagpole, outrigger, wall, incl base, 10' long | EA | 2606
107500102540 | SPECIALTIES | FLAGPOLES | FLAGPOLES | Flagpole, outrigger, wall, incl base, 20' long | EA | 3412
108100101020 | SPECIALTIES | PEST CONTROL DEVICES | PEST CONTROL | Termite control, under slab spraying, minimum | SF | 1.47
108100101040 | SPECIALTIES | PEST CONTROL DEVICES | PEST CONTROL | Termite control, under slab spraying, average | SF | 1.63
108100101120 | SPECIALTIES | PEST CONTROL DEVICES | PEST CONTROL | Termite control, under slab spraying, maximum | SF | 2.51
111100102000 | EQUIPMENT | ARCHITECTURAL EQUIPMENT | SPECIAL SYSTEMS | Air compressor, air cooled, 2 stage, 5 cfm, 175 psi | EA | 4636
111100102020 | EQUIPMENT | ARCHITECTURAL EQUIPMENT | SPECIAL SYSTEMS | Air compressor, air cooled, 2 stage, 10 cfm, 175 psi | EA | 5460
111100102030 | EQUIPMENT | ARCHITECTURAL EQUIPMENT | SPECIAL SYSTEMS | Air compressor, air cooled, 2 stage, 20 cfm, 175 psi | EA | 6917
111100102040 | EQUIPMENT | ARCHITECTURAL EQUIPMENT | SPECIAL SYSTEMS | Air compressor, air cooled, 2 stage, 50 cfm, 125 psi | EA | 9334
111100102050 | EQUIPMENT | ARCHITECTURAL EQUIPMENT | SPECIAL SYSTEMS | Air compressor, air cooled, 2 stage, 80 cfm, 125 psi | EA | 12538
111100102060 | EQUIPMENT | ARCHITECTURAL EQUIPMENT | SPECIAL SYSTEMS | Air compressor, air cooled, 1 stage, 125 psi, 1 cfm | EA | 4024
111100102080 | EQUIPMENT | ARCHITECTURAL EQUIPMENT | SPECIAL SYSTEMS | Air compressor, air cooled, 1 stage, 125 psi, 1.5 cfm | EA | 4071
111100102090 | EQUIPMENT | ARCHITECTURAL EQUIPMENT | SPECIAL SYSTEMS | Air compressor, air cooled, 1 stage, 125 psi, 2 cfm | EA | 4137
111100108000 | EQUIPMENT | ARCHITECTURAL EQUIPMENT | SPECIAL SYSTEMS | Automotive, hose reel, air & water, 50' hose | EA | 2023
111100108010 | EQUIPMENT | ARCHITECTURAL EQUIPMENT | SPECIAL SYSTEMS | Lube equipment, 3 reel, with pumps | EA | 10269
111100108020 | EQUIPMENT | ARCHITECTURAL EQUIPMENT | SPECIAL SYSTEMS | Tire changer, truck | EA | 16435
111100108030 | EQUIPMENT | ARCHITECTURAL EQUIPMENT | SPECIAL SYSTEMS | Tire changer, passenger car | EA | 4270
111100108040 | EQUIPMENT | ARCHITECTURAL EQUIPMENT | SPECIAL SYSTEMS | Air hose reel, includes 50' hose | EA | 1637
111100108050 | EQUIPMENT | ARCHITECTURAL EQUIPMENT | SPECIAL SYSTEMS | Hose reel, 5 reel, motor oil, gear oil, lube, air/wtr | EA | 12423
111100108100 | EQUIPMENT | ARCHITECTURAL EQUIPMENT | SPECIAL SYSTEMS | Water hose reel, 50' hose | EA | 1637
111100108120 | EQUIPMENT | ARCHITECTURAL EQUIPMENT | SPECIAL SYSTEMS | Pump, air op, motor or gear oil, fits 55 gal drum | EA | 1326
111100108140 | EQUIPMENT | ARCHITECTURAL EQUIPMENT | SPECIAL SYSTEMS | Pump, air op, chasis lube | EA | 2111
111100108500 | EQUIPMENT | ARCHITECTURAL EQUIPMENT | SPECIAL SYSTEMS | Fuel dispensing pump, one product, one hose | EA | 5160
111100108520 | EQUIPMENT | ARCHITECTURAL EQUIPMENT | SPECIAL SYSTEMS | Fuel dispensing pump, one product, two hose | EA | 8532
111100108530 | EQUIPMENT | ARCHITECTURAL EQUIPMENT | SPECIAL SYSTEMS | Fuel dispensing pump, two product, two hose | EA | 8948
111300100100 | EQUIPMENT | LOADING DOCK EQUIPMENT | LOADING DOCK EQUIPMENT | Dock leveler, 10 ton capacity, 6'x 8' | EA | 7528
111300100120 | EQUIPMENT | LOADING DOCK EQUIPMENT | LOADING DOCK EQUIPMENT | Dock leveler, 10 ton capacity, 7'x 8' | EA | 8525
111300100170 | EQUIPMENT | LOADING DOCK EQUIPMENT | LOADING DOCK EQUIPMENT | Bumpers, laminated rubber, 4-1/2" thick, 6"x 14" | EA | 98.26
111300100175 | EQUIPMENT | LOADING DOCK EQUIPMENT | LOADING DOCK EQUIPMENT | Bumpers, laminated rubber, 4-1/2" thick, 6"x 36" | EA | 174
111300100180 | EQUIPMENT | LOADING DOCK EQUIPMENT | LOADING DOCK EQUIPMENT | Bumpers, laminated rubber, 4-1/2" thick, 10"x 14" | EA | 131
111300100200 | EQUIPMENT | LOADING DOCK EQUIPMENT | LOADING DOCK EQUIPMENT | Bumpers, laminated rubber, 4-1/2" thick, 10"x 24" | EA | 184
111300100220 | EQUIPMENT | LOADING DOCK EQUIPMENT | LOADING DOCK EQUIPMENT | Bumpers, laminated rubber, 4-1/2" thick, 10"x 36" | EA | 257
111300100240 | EQUIPMENT | LOADING DOCK EQUIPMENT | LOADING DOCK EQUIPMENT | Bumpers, laminated rubber, 4-1/2" thick, 12"x 14" | EA | 158
111300100260 | EQUIPMENT | LOADING DOCK EQUIPMENT | LOADING DOCK EQUIPMENT | Bumpers, laminated rubber, 4-1/2" thick, 12"x 24" | EA | 225
111300100280 | EQUIPMENT | LOADING DOCK EQUIPMENT | LOADING DOCK EQUIPMENT | Bumpers, laminated rubber, 4-1/2" thick, 12"x 36" | EA | 314
111300100300 | EQUIPMENT | LOADING DOCK EQUIPMENT | LOADING DOCK EQUIPMENT | Bumpers, laminated rubber, 6" thick, 10"x 14" | EA | 154
111300100320 | EQUIPMENT | LOADING DOCK EQUIPMENT | LOADING DOCK EQUIPMENT | Bumpers, laminated rubber, 6" thick, 10"x 24" | EA | 169
111300100340 | EQUIPMENT | LOADING DOCK EQUIPMENT | LOADING DOCK EQUIPMENT | Bumpers, laminated rubber, 6" thick, 10"x 36" | EA | 334
111300100351 | EQUIPMENT | LOADING DOCK EQUIPMENT | LOADING DOCK EQUIPMENT | Extruded rubber bumpers, T-section, 22"x 22"x 3" | EA | 210
111300100356 | EQUIPMENT | LOADING DOCK EQUIPMENT | LOADING DOCK EQUIPMENT | Molded rubber bumpers, 24"x 12"x 3" thick | EA | 150
111300100360 | EQUIPMENT | LOADING DOCK EQUIPMENT | LOADING DOCK EQUIPMENT | Door seal, 12"x 12", vinyl covered | LF | 87.2
111300101020 | EQUIPMENT | LOADING DOCK EQUIPMENT | LOADING DOCK EQUIPMENT | Dock boards, heavy duty, 5'x 5', 5000 lb, minimum | EA | 2261
111300101040 | EQUIPMENT | LOADING DOCK EQUIPMENT | LOADING DOCK EQUIPMENT | Dock boards, heavy duty, 5000 lb, 5'x 5', maximum | EA | 2427
111300101060 | EQUIPMENT | LOADING DOCK EQUIPMENT | LOADING DOCK EQUIPMENT | Dock boards, heavy duty, 5'x 5', 9000 lb, minimum | EA | 2503
111300101070 | EQUIPMENT | LOADING DOCK EQUIPMENT | LOADING DOCK EQUIPMENT | Dock boards, heavy duty, 5'x 5', 9000 lb, maximum | EA | 2925
111300101080 | EQUIPMENT | LOADING DOCK EQUIPMENT | LOADING DOCK EQUIPMENT | Dock boards, heavy duty, 5'x 5', 15000 lb | EA | 3221
111300101220 | EQUIPMENT | LOADING DOCK EQUIPMENT | LOADING DOCK EQUIPMENT | Truck shelters, minimum | EA | 1948
111300101240 | EQUIPMENT | LOADING DOCK EQUIPMENT | LOADING DOCK EQUIPMENT | Truck shelters, maximum | EA | 3366
111500101020 | EQUIPMENT | SECURITY CONTROL EQUIPMENT | SECURITY EQUIPMENT | Bulletproof teller window, 4'x 4' | EA | 4442
111500101040 | EQUIPMENT | SECURITY CONTROL EQUIPMENT | SECURITY EQUIPMENT | Bulletproof teller window, 5'x 4' | EA | 5609
111500101050 | EQUIPMENT | SECURITY CONTROL EQUIPMENT | SECURITY EQUIPMENT | Bulletproof partitions, Up to 12' high, 2.5" thick | SF | 266
111500101080 | EQUIPMENT | SECURITY CONTROL EQUIPMENT | SECURITY EQUIPMENT | Counter for banks, minimum | LF | 1250
111500101100 | EQUIPMENT | SECURITY CONTROL EQUIPMENT | SECURITY EQUIPMENT | Counter for banks, maximum | LF | 5133
111500101300 | EQUIPMENT | SECURITY CONTROL EQUIPMENT | SECURITY EQUIPMENT | Drive-up window, minimum | EA | 7931
111500101310 | EQUIPMENT | SECURITY CONTROL EQUIPMENT | SECURITY EQUIPMENT | Drive-up window, maximum | EA | 10053
111500101420 | EQUIPMENT | SECURITY CONTROL EQUIPMENT | SECURITY EQUIPMENT | Night depository, minimum | EA | 13848
111500101440 | EQUIPMENT | SECURITY CONTROL EQUIPMENT | SECURITY EQUIPMENT | Night depository, maximum | EA | 20753
111500101450 | EQUIPMENT | SECURITY CONTROL EQUIPMENT | SECURITY EQUIPMENT | Office safes, 30"x 20"x 20", 1 hr rating | EA | 5136
111500101460 | EQUIPMENT | SECURITY CONTROL EQUIPMENT | SECURITY EQUIPMENT | Office safes, 30"x 16"x 15", 2 hr rating | EA | 2684
111500101470 | EQUIPMENT | SECURITY CONTROL EQUIPMENT | SECURITY EQUIPMENT | Office safes, 30"x 28"x 20", H&G rating | EA | 5942
111500101620 | EQUIPMENT | SECURITY CONTROL EQUIPMENT | SECURITY EQUIPMENT | Service windows, pass thru painted steel, 24"x 36" | EA | 5066
111500101640 | EQUIPMENT | SECURITY CONTROL EQUIPMENT | SECURITY EQUIPMENT | Service windows, pass thru painted steel, 48"x 40" | EA | 7644
111500101660 | EQUIPMENT | SECURITY CONTROL EQUIPMENT | SECURITY EQUIPMENT | Service windows, pass thru painted steel, 72"x 40" | EA | 9951
111500101680 | EQUIPMENT | SECURITY CONTROL EQUIPMENT | SECURITY EQUIPMENT | 3'x 7' bulletproof door with frame | EA | 9622
111500101690 | EQUIPMENT | SECURITY CONTROL EQUIPMENT | SECURITY EQUIPMENT | 3'x 7' bulletprf door w/frame, 12"x12" vision panel | EA | 5484
111500101720 | EQUIPMENT | SECURITY CONTROL EQUIPMENT | SECURITY EQUIPMENT | Surveillance system, minimum | EA | 10013
111500101740 | EQUIPMENT | SECURITY CONTROL EQUIPMENT | SECURITY EQUIPMENT | Surveillance system, maximum | EA | 23323
111500102060 | EQUIPMENT | SECURITY CONTROL EQUIPMENT | SECURITY EQUIPMENT | Vault door, 3' wide, 6'6" high, 3-1/2" thick | EA | 15671
111500102070 | EQUIPMENT | SECURITY CONTROL EQUIPMENT | SECURITY EQUIPMENT | Vault door, 3' wide, 6'6" high, 7" thick | EA | 22370
111500102080 | EQUIPMENT | SECURITY CONTROL EQUIPMENT | SECURITY EQUIPMENT | Vault door, 3' wide, 6'6" high, 10" thick | EA | 27270
111500102180 | EQUIPMENT | SECURITY CONTROL EQUIPMENT | SECURITY EQUIPMENT | Insulated vault door, 2 hr rating, 32" wide | EA | 6263
111500102200 | EQUIPMENT | SECURITY CONTROL EQUIPMENT | SECURITY EQUIPMENT | Insulated vault door, 2 hr rating, 40" wide | EA | 6919
111500102220 | EQUIPMENT | SECURITY CONTROL EQUIPMENT | SECURITY EQUIPMENT | Insulated vault door, 4 hr rating, 32" wide | EA | 6939
111500102240 | EQUIPMENT | SECURITY CONTROL EQUIPMENT | SECURITY EQUIPMENT | Insulated vault door, 4 hr rating, 40" wide | EA | 8046
111500102260 | EQUIPMENT | SECURITY CONTROL EQUIPMENT | SECURITY EQUIPMENT | Insulated vault door, 6 hr rating, 32" wide | EA | 7849
111500102280 | EQUIPMENT | SECURITY CONTROL EQUIPMENT | SECURITY EQUIPMENT | Insulated vault door, 6 hr rating, 40" wide | EA | 9131
111500103120 | EQUIPMENT | SECURITY CONTROL EQUIPMENT | SECURITY EQUIPMENT | Insulated file room door, 1 hr rating, 32" wide | EA | 6183
111500103140 | EQUIPMENT | SECURITY CONTROL EQUIPMENT | SECURITY EQUIPMENT | Insulated file room door, 1 hr rating, 40" wide | EA | 6877
111600101010 | EQUIPMENT | VAULTS | VAULTS | Floor safes, class C, 1.0 cf | EA | 1365
111600101020 | EQUIPMENT | VAULTS | VAULTS | Floor safes, class C, 1.3 cf | EA | 1538
111600101040 | EQUIPMENT | VAULTS | VAULTS | Floor safes, class C, 1.9 cf | EA | 2021
111600101060 | EQUIPMENT | VAULTS | VAULTS | Floor safes, class C, 5.2 cf | EA | 3981
112133001040 | EQUIPMENT | RETAIL AND SERVICE EQUIPMENT | CHECKROOM EQUIPMENT | Motorized checkroom equip, no shelf, 6'4" h, 7'6" l | EA | 6959
112133001060 | EQUIPMENT | RETAIL AND SERVICE EQUIPMENT | CHECKROOM EQUIPMENT | Motorized checkroom equip, no shelf, 6'4" h, 14'6" l | EA | 7030
112133001080 | EQUIPMENT | RETAIL AND SERVICE EQUIPMENT | CHECKROOM EQUIPMENT | Motorized checkroom equipment, no shelf, 6'4" h, 28' | EA | 8298
112133001120 | EQUIPMENT | RETAIL AND SERVICE EQUIPMENT | CHECKROOM EQUIPMENT | Motorized checkroom equi, one shelf, 6'8" h, 7'6" l | EA | 8346
112133001140 | EQUIPMENT | RETAIL AND SERVICE EQUIPMENT | CHECKROOM EQUIPMENT | Motorized checkroom equi, one shelf, 6'8" h, 14'6" l | EA | 8544
112133001160 | EQUIPMENT | RETAIL AND SERVICE EQUIPMENT | CHECKROOM EQUIPMENT | Motorized checkroom equi, one shelf, 6'8" h, 28' l | EA | 10108
112133001200 | EQUIPMENT | RETAIL AND SERVICE EQUIPMENT | CHECKROOM EQUIPMENT | Motorized checkroom equip, 2 shelf, 7'5" h, 7'6" l | EA | 10064
112133001220 | EQUIPMENT | RETAIL AND SERVICE EQUIPMENT | CHECKROOM EQUIPMENT | Motorized checkroom equip, 2 shelf, 7'5" h, 14'6" l | EA | 12495
112133001240 | EQUIPMENT | RETAIL AND SERVICE EQUIPMENT | CHECKROOM EQUIPMENT | Motorized checkroom equip, 2 shelf, 7'5" h, 28' l | EA | 12737
112133001320 | EQUIPMENT | RETAIL AND SERVICE EQUIPMENT | CHECKROOM EQUIPMENT | Motorized checkroom equip, 3 shelf, 8' h, 7'6" l | EA | 11091
112133001340 | EQUIPMENT | RETAIL AND SERVICE EQUIPMENT | CHECKROOM EQUIPMENT | Motorized checkroom equip, 3 shelf, 8' h, 14'6" l | EA | 13543
112133001360 | EQUIPMENT | RETAIL AND SERVICE EQUIPMENT | CHECKROOM EQUIPMENT | Motorized checkroom equip, 3 shelf, 8' h, 28' l | EA | 13650
112133001420 | EQUIPMENT | RETAIL AND SERVICE EQUIPMENT | CHECKROOM EQUIPMENT | Motorized checkroom equip, 4 shelf, 8'7" h, 7'6" l | EA | 11195
112133001440 | EQUIPMENT | RETAIL AND SERVICE EQUIPMENT | CHECKROOM EQUIPMENT | Motorized checkroom equip, 4 shelf, 8'7" h, 14'6" l | EA | 13832
112133001460 | EQUIPMENT | RETAIL AND SERVICE EQUIPMENT | CHECKROOM EQUIPMENT | Motorized checkroom equip, 4 shelf, 8'7" h, 28' l | EA | 14105
112300101040 | EQUIPMENT | LAUNDRY EQUIPMENT | LAUNDRY EQUIPMENT | High cap, HD, washer extractors, 135 lb, std | EA | 41595
112300101060 | EQUIPMENT | LAUNDRY EQUIPMENT | LAUNDRY EQUIPMENT | High cap, HD, washer extractors, 135 lb, pass thru | EA | 47696
112300101080 | EQUIPMENT | LAUNDRY EQUIPMENT | LAUNDRY EQUIPMENT | High cap, HD, washer extractors, 200 lb, std | EA | 50926
112300101100 | EQUIPMENT | LAUNDRY EQUIPMENT | LAUNDRY EQUIPMENT | High cap, HD, washer extractors, 200 lb, pass thru | EA | 61693
112300101120 | EQUIPMENT | LAUNDRY EQUIPMENT | LAUNDRY EQUIPMENT | High cap, HD, 110 lb dryer | EA | 16073
112300101140 | EQUIPMENT | LAUNDRY EQUIPMENT | LAUNDRY EQUIPMENT | Hand operated presser | EA | 11952
112300101160 | EQUIPMENT | LAUNDRY EQUIPMENT | LAUNDRY EQUIPMENT | Mushroom press | EA | 7811
112300101220 | EQUIPMENT | LAUNDRY EQUIPMENT | LAUNDRY EQUIPMENT | Spreader feeders, 2 station | EA | 79472
112300101240 | EQUIPMENT | LAUNDRY EQUIPMENT | LAUNDRY EQUIPMENT | Spreader feeders, 4 station | EA | 94483
112300101320 | EQUIPMENT | LAUNDRY EQUIPMENT | LAUNDRY EQUIPMENT | Delivery carts, 12 bushel | EA | 411
112300101340 | EQUIPMENT | LAUNDRY EQUIPMENT | LAUNDRY EQUIPMENT | Delivery carts, 16 bushel | EA | 505
112300101350 | EQUIPMENT | LAUNDRY EQUIPMENT | LAUNDRY EQUIPMENT | Delivery carts, 18 bushel | EA | 633
112300101360 | EQUIPMENT | LAUNDRY EQUIPMENT | LAUNDRY EQUIPMENT | Delivery carts, 30 bushel | EA | 911
112300101370 | EQUIPMENT | LAUNDRY EQUIPMENT | LAUNDRY EQUIPMENT | Delivery carts, 40 bushel | EA | 1093
112300101530 | EQUIPMENT | LAUNDRY EQUIPMENT | LAUNDRY EQUIPMENT | Low capacity, pressers, air operated | EA | 8898
112300101540 | EQUIPMENT | LAUNDRY EQUIPMENT | LAUNDRY EQUIPMENT | Low capacity, pressers, hand operated | EA | 7112
112300101560 | EQUIPMENT | LAUNDRY EQUIPMENT | LAUNDRY EQUIPMENT | Extractor, low capacity | EA | 6508
112300101570 | EQUIPMENT | LAUNDRY EQUIPMENT | LAUNDRY EQUIPMENT | Ironer, 48" | EA | 4833
112300101610 | EQUIPMENT | LAUNDRY EQUIPMENT | LAUNDRY EQUIPMENT | Coin washers, 10 lb capacity | EA | 2430
112300101620 | EQUIPMENT | LAUNDRY EQUIPMENT | LAUNDRY EQUIPMENT | Coin washers, 20 lb capacity | EA | 5520
112300101630 | EQUIPMENT | LAUNDRY EQUIPMENT | LAUNDRY EQUIPMENT | Coin dryer | EA | 1179
112300101680 | EQUIPMENT | LAUNDRY EQUIPMENT | LAUNDRY EQUIPMENT | Coin dry cleaner, 20 lb | EA | 4997
112400101020 | EQUIPMENT | MAINTENANCE EQUIPMENT | MAINTENANCE EQUIPMENT | Vacuum cleaning system, 3 valves, 1.5 hp | EA | 2090
112400101030 | EQUIPMENT | MAINTENANCE EQUIPMENT | MAINTENANCE EQUIPMENT | Vacuum cleaning system, 3 valves, 2.5 hp | EA | 2589
112400101040 | EQUIPMENT | MAINTENANCE EQUIPMENT | MAINTENANCE EQUIPMENT | Vacuum cleaning system, 3 valves, 5 valves | EA | 3851
112400101060 | EQUIPMENT | MAINTENANCE EQUIPMENT | MAINTENANCE EQUIPMENT | Vacuum cleaning system, 3 valves, 7 valves | EA | 4999
112600100120 | EQUIPMENT | FOOD SERVICE EQUIPMENT | FOOD SERVICE EQUIPMENT | Commercial water filter, 5 cartridge, min. | EA | 1438
112600100140 | EQUIPMENT | FOOD SERVICE EQUIPMENT | FOOD SERVICE EQUIPMENT | Commercial water filter, 5 cartridge, avg. | EA | 2013
112600100160 | EQUIPMENT | FOOD SERVICE EQUIPMENT | FOOD SERVICE EQUIPMENT | Commercial water filter, 5 cartridge, max. | EA | 3128
112600101040 | EQUIPMENT | FOOD SERVICE EQUIPMENT | FOOD SERVICE EQUIPMENT | 30" compact kitchen, refrigerator, range, sink | EA | 2343
112600101060 | EQUIPMENT | FOOD SERVICE EQUIPMENT | FOOD SERVICE EQUIPMENT | 30" compact kitchen, sink only | EA | 2732
112600101080 | EQUIPMENT | FOOD SERVICE EQUIPMENT | FOOD SERVICE EQUIPMENT | 30" compact kitchen, range only | EA | 2205
112600101100 | EQUIPMENT | FOOD SERVICE EQUIPMENT | FOOD SERVICE EQUIPMENT | 30" compact kitchen, cabinet for upper wall section | EA | 615
112600101120 | EQUIPMENT | FOOD SERVICE EQUIPMENT | FOOD SERVICE EQUIPMENT | 30" compact kitchen, stainless shield, for rear wall | EA | 234
112600101140 | EQUIPMENT | FOOD SERVICE EQUIPMENT | FOOD SERVICE EQUIPMENT | 30" compact kitchen, stainless shield, for side wall | EA | 181
112600101220 | EQUIPMENT | FOOD SERVICE EQUIPMENT | FOOD SERVICE EQUIPMENT | 42" compact kitchen, refrigerator, range, sink | EA | 2812
112600101240 | EQUIPMENT | FOOD SERVICE EQUIPMENT | FOOD SERVICE EQUIPMENT | 42" compact kitchen, sink only | EA | 1699
112600101260 | EQUIPMENT | FOOD SERVICE EQUIPMENT | FOOD SERVICE EQUIPMENT | 42" compact kitchen, cabinet for upper wall section | EA | 1132
112600101280 | EQUIPMENT | FOOD SERVICE EQUIPMENT | FOOD SERVICE EQUIPMENT | 42" compact kitchen, stainless shield, for rear wall | EA | 834
112600101290 | EQUIPMENT | FOOD SERVICE EQUIPMENT | FOOD SERVICE EQUIPMENT | 42" compact kitchen, stainless shield, for side wall | EA | 258
112600101310 | EQUIPMENT | FOOD SERVICE EQUIPMENT | FOOD SERVICE EQUIPMENT | 54" compact kitchen, refrigerator, oven, range, sink | EA | 3744
112600101320 | EQUIPMENT | FOOD SERVICE EQUIPMENT | FOOD SERVICE EQUIPMENT | 54" compact kitchen, cabinet for upper wall section | EA | 1449
112600101340 | EQUIPMENT | FOOD SERVICE EQUIPMENT | FOOD SERVICE EQUIPMENT | 54" compact kitchen, stainless shield, for rear wal | EA | 837
112600101350 | EQUIPMENT | FOOD SERVICE EQUIPMENT | FOOD SERVICE EQUIPMENT | 54" compact kitchen, stainless shield, for side wall | EA | 261
112600101420 | EQUIPMENT | FOOD SERVICE EQUIPMENT | FOOD SERVICE EQUIPMENT | 60" compact kitchen, refrigerator, oven, range, sink | EA | 4872
112600101440 | EQUIPMENT | FOOD SERVICE EQUIPMENT | FOOD SERVICE EQUIPMENT | 60" compact kitchen, cabinet for upper wall section | EA | 458
112600101460 | EQUIPMENT | FOOD SERVICE EQUIPMENT | FOOD SERVICE EQUIPMENT | 60" compact kitchen, stainless shield, for rear wall | EA | 991
112600101480 | EQUIPMENT | FOOD SERVICE EQUIPMENT | FOOD SERVICE EQUIPMENT | 60" compact kitchen, stainless shield, for side wall | EA | 278
112600101500 | EQUIPMENT | FOOD SERVICE EQUIPMENT | FOOD SERVICE EQUIPMENT | 72" compact kitchen, refrigerator, oven, range, sink | EA | 5215
112600101510 | EQUIPMENT | FOOD SERVICE EQUIPMENT | FOOD SERVICE EQUIPMENT | 72" compact kitchen, cabinet for upper wall section | EA | 473
112600101540 | EQUIPMENT | FOOD SERVICE EQUIPMENT | FOOD SERVICE EQUIPMENT | 72" compact kitchen, stainless shield for rear wall | EA | 1071
112600101550 | EQUIPMENT | FOOD SERVICE EQUIPMENT | FOOD SERVICE EQUIPMENT | 72" compact kitchen, stainless shield, for side wall | EA | 282
112600101620 | EQUIPMENT | FOOD SERVICE EQUIPMENT | FOOD SERVICE EQUIPMENT | Bake oven, single deck, minimum | EA | 4655
112600101640 | EQUIPMENT | FOOD SERVICE EQUIPMENT | FOOD SERVICE EQUIPMENT | Bake oven, single deck, maximum | EA | 8910
112600101660 | EQUIPMENT | FOOD SERVICE EQUIPMENT | FOOD SERVICE EQUIPMENT | Bake oven, double deck, minimum | EA | 8247
112600101670 | EQUIPMENT | FOOD SERVICE EQUIPMENT | FOOD SERVICE EQUIPMENT | Bake oven, double deck, maximum | EA | 25545
112600101690 | EQUIPMENT | FOOD SERVICE EQUIPMENT | FOOD SERVICE EQUIPMENT | Bake oven, triple deck, minimum | EA | 28893
112600101700 | EQUIPMENT | FOOD SERVICE EQUIPMENT | FOOD SERVICE EQUIPMENT | Bake oven, triple deck, maximum | EA | 51573
112600101720 | EQUIPMENT | FOOD SERVICE EQUIPMENT | FOOD SERVICE EQUIPMENT | Convection oven, electric, 40"x 45"x 57", minimum | EA | 4590
112600101740 | EQUIPMENT | FOOD SERVICE EQUIPMENT | FOOD SERVICE EQUIPMENT | Convection oven, electric, 40"x 45"x 57", maximum | EA | 8104
112600101820 | EQUIPMENT | FOOD SERVICE EQUIPMENT | FOOD SERVICE EQUIPMENT | Broiler, without oven, 69"x 26"x 39", minimum | EA | 7251
112600101840 | EQUIPMENT | FOOD SERVICE EQUIPMENT | FOOD SERVICE EQUIPMENT | Broiler, without oven, 69"x 26"x 39", maximum | EA | 11383
112600101920 | EQUIPMENT | FOOD SERVICE EQUIPMENT | FOOD SERVICE EQUIPMENT | Coffee urns, 10 gallons, minimum | EA | 5720
112600101940 | EQUIPMENT | FOOD SERVICE EQUIPMENT | FOOD SERVICE EQUIPMENT | Coffee urns, 10 gallons, maximum | EA | 6572
112600102020 | EQUIPMENT | FOOD SERVICE EQUIPMENT | FOOD SERVICE EQUIPMENT | Fryer, with submerger, single, minimum | EA | 2396
112600102040 | EQUIPMENT | FOOD SERVICE EQUIPMENT | FOOD SERVICE EQUIPMENT | Fryer, with submerger, single, maximum | EA | 6400
112600102060 | EQUIPMENT | FOOD SERVICE EQUIPMENT | FOOD SERVICE EQUIPMENT | Fryer, with submerger, double, minimum | EA | 3905
112600102080 | EQUIPMENT | FOOD SERVICE EQUIPMENT | FOOD SERVICE EQUIPMENT | Fryer, with submerger, double, maximum | EA | 20099
112600102120 | EQUIPMENT | FOOD SERVICE EQUIPMENT | FOOD SERVICE EQUIPMENT | Griddle, counter, 3' long, minimum | EA | 3739
112600102140 | EQUIPMENT | FOOD SERVICE EQUIPMENT | FOOD SERVICE EQUIPMENT | Griddle, counter, 3' long, maximum | EA | 7577
112600102160 | EQUIPMENT | FOOD SERVICE EQUIPMENT | FOOD SERVICE EQUIPMENT | Griddle, counter, 5' long, minimum | EA | 8009
112600102180 | EQUIPMENT | FOOD SERVICE EQUIPMENT | FOOD SERVICE EQUIPMENT | Griddle, counter, 5' long, maximum | EA | 18258
112600102220 | EQUIPMENT | FOOD SERVICE EQUIPMENT | FOOD SERVICE EQUIPMENT | Kettles, steam, jacketed, 20 gallons, minimum | EA | 17370
112600102240 | EQUIPMENT | FOOD SERVICE EQUIPMENT | FOOD SERVICE EQUIPMENT | Kettles, steam, jacketed, 20 gallons, maximum | EA | 19175
112600102260 | EQUIPMENT | FOOD SERVICE EQUIPMENT | FOOD SERVICE EQUIPMENT | Kettles, steam, jacketed, 40 gallons, minimum | EA | 26536
112600102270 | EQUIPMENT | FOOD SERVICE EQUIPMENT | FOOD SERVICE EQUIPMENT | Kettles, steam, jacketed, 40 gallons, maximum | EA | 38445
112600102290 | EQUIPMENT | FOOD SERVICE EQUIPMENT | FOOD SERVICE EQUIPMENT | Kettles, steam, jacketed, 60 gallons, minimum | EA | 29159
112600102300 | EQUIPMENT | FOOD SERVICE EQUIPMENT | FOOD SERVICE EQUIPMENT | Kettles, steam, jacketed, 60 gallons, maximum | EA | 41370
112600102330 | EQUIPMENT | FOOD SERVICE EQUIPMENT | FOOD SERVICE EQUIPMENT | Range, HD, single oven, open top, minimum | EA | 11169
112600102340 | EQUIPMENT | FOOD SERVICE EQUIPMENT | FOOD SERVICE EQUIPMENT | Range, HD, single oven, open top, maximum | EA | 23575
112600102360 | EQUIPMENT | FOOD SERVICE EQUIPMENT | FOOD SERVICE EQUIPMENT | Range, fry top, minimum | EA | 11415
112600102380 | EQUIPMENT | FOOD SERVICE EQUIPMENT | FOOD SERVICE EQUIPMENT | Range, fry top, maximum | EA | 16113
112600102420 | EQUIPMENT | FOOD SERVICE EQUIPMENT | FOOD SERVICE EQUIPMENT | Steamers, electric, 27 kw, minimum | EA | 20295
112600102440 | EQUIPMENT | FOOD SERVICE EQUIPMENT | FOOD SERVICE EQUIPMENT | Steamers, electric, 27 kw, maximum | EA | 36998
112600102460 | EQUIPMENT | FOOD SERVICE EQUIPMENT | FOOD SERVICE EQUIPMENT | Steamers, electric, 18 kw, minimum | EA | 11266
112600102480 | EQUIPMENT | FOOD SERVICE EQUIPMENT | FOOD SERVICE EQUIPMENT | Steamers, electric, 18 kw, maximum | EA | 26215
112600102520 | EQUIPMENT | FOOD SERVICE EQUIPMENT | FOOD SERVICE EQUIPMENT | Dishwasher, rack type, single tank, 190 racks/hr | EA | 29864
112600102540 | EQUIPMENT | FOOD SERVICE EQUIPMENT | FOOD SERVICE EQUIPMENT | Dishwasher, rack type, double tank, 234 racks/hr | EA | 61273
112600102560 | EQUIPMENT | FOOD SERVICE EQUIPMENT | FOOD SERVICE EQUIPMENT | Dishwasher, rack type, double tank, 265 racks/hr | EA | 73245
112600102580 | EQUIPMENT | FOOD SERVICE EQUIPMENT | FOOD SERVICE EQUIPMENT | Dishwasher, automatic 100 meals/hr | EA | 23924
112600102620 | EQUIPMENT | FOOD SERVICE EQUIPMENT | FOOD SERVICE EQUIPMENT | Disposals, 100 gal/hr | EA | 2247
112600102640 | EQUIPMENT | FOOD SERVICE EQUIPMENT | FOOD SERVICE EQUIPMENT | Disposals, 120 gal/hr | EA | 2579
112600102660 | EQUIPMENT | FOOD SERVICE EQUIPMENT | FOOD SERVICE EQUIPMENT | Disposals, 250 gal/hr | EA | 2999
112600102680 | EQUIPMENT | FOOD SERVICE EQUIPMENT | FOOD SERVICE EQUIPMENT | Exhaust hood dishwasher, gutter on sides, 4'x4'x2' | EA | 5088
112600102690 | EQUIPMENT | FOOD SERVICE EQUIPMENT | FOOD SERVICE EQUIPMENT | Exhaust hood dishwasher, gutter on sides, 4'x7'x2' | EA | 6816
112600102720 | EQUIPMENT | FOOD SERVICE EQUIPMENT | FOOD SERVICE EQUIPMENT | Vertical cutter mixers, 25 quart | EA | 19780
112600102730 | EQUIPMENT | FOOD SERVICE EQUIPMENT | FOOD SERVICE EQUIPMENT | Vertical cutter mixers, 40 quart | EA | 25460
112600102740 | EQUIPMENT | FOOD SERVICE EQUIPMENT | FOOD SERVICE EQUIPMENT | Vertical cutter mixers, 80 quart | EA | 32595
112600102750 | EQUIPMENT | FOOD SERVICE EQUIPMENT | FOOD SERVICE EQUIPMENT | Vertical cutter mixers, 130 quart | EA | 43598
112600102770 | EQUIPMENT | FOOD SERVICE EQUIPMENT | FOOD SERVICE EQUIPMENT | Choppers, 5 lb | EA | 5657
112600102780 | EQUIPMENT | FOOD SERVICE EQUIPMENT | FOOD SERVICE EQUIPMENT | Choppers, 16 lb | EA | 8855
112600102790 | EQUIPMENT | FOOD SERVICE EQUIPMENT | FOOD SERVICE EQUIPMENT | Choppers, 40 lb | EA | 11207
112600102820 | EQUIPMENT | FOOD SERVICE EQUIPMENT | FOOD SERVICE EQUIPMENT | Mixers, floor models, 20 quart | EA | 6107
112600102840 | EQUIPMENT | FOOD SERVICE EQUIPMENT | FOOD SERVICE EQUIPMENT | Mixers, floor models, 60 quart | EA | 29942
112600102860 | EQUIPMENT | FOOD SERVICE EQUIPMENT | FOOD SERVICE EQUIPMENT | Mixers, floor models, 80 quart | EA | 48874
112600102870 | EQUIPMENT | FOOD SERVICE EQUIPMENT | FOOD SERVICE EQUIPMENT | Mixers, floor models, 140 quart | EA | 58325
112600102920 | EQUIPMENT | FOOD SERVICE EQUIPMENT | FOOD SERVICE EQUIPMENT | Ice cube maker, 50 lb per day, minimum | EA | 4533
112600102940 | EQUIPMENT | FOOD SERVICE EQUIPMENT | FOOD SERVICE EQUIPMENT | Ice cube maker, 50 lb per day, maximum | EA | 6294
112600102960 | EQUIPMENT | FOOD SERVICE EQUIPMENT | FOOD SERVICE EQUIPMENT | Ice cube maker, 500 lb per day, minimum | EA | 10164
112600102970 | EQUIPMENT | FOOD SERVICE EQUIPMENT | FOOD SERVICE EQUIPMENT | Ice cube maker, 500 lb per day, maximum | EA | 11761
112600103020 | EQUIPMENT | FOOD SERVICE EQUIPMENT | FOOD SERVICE EQUIPMENT | Ice flakers, 300 lb per day | EA | 7265
112600103040 | EQUIPMENT | FOOD SERVICE EQUIPMENT | FOOD SERVICE EQUIPMENT | Ice flakers, 600 lb per day | EA | 11939
112600103050 | EQUIPMENT | FOOD SERVICE EQUIPMENT | FOOD SERVICE EQUIPMENT | Ice flakers, 1000 lb per day | EA | 13884
112600103060 | EQUIPMENT | FOOD SERVICE EQUIPMENT | FOOD SERVICE EQUIPMENT | Ice flakers, 2000 lb per day | EA | 25290
112600103140 | EQUIPMENT | FOOD SERVICE EQUIPMENT | FOOD SERVICE EQUIPMENT | Refrigerated cases, dairy, multi deck type | LF | 2140
112600103160 | EQUIPMENT | FOOD SERVICE EQUIPMENT | FOOD SERVICE EQUIPMENT | For rear sliding doors, add | LF | 397
112600103190 | EQUIPMENT | FOOD SERVICE EQUIPMENT | FOOD SERVICE EQUIPMENT | Refrigerated cases, deli, single deck | LF | 1905
112600103200 | EQUIPMENT | FOOD SERVICE EQUIPMENT | FOOD SERVICE EQUIPMENT | Refrigerated cases, deli, multi deck | LF | 2218
112600103230 | EQUIPMENT | FOOD SERVICE EQUIPMENT | FOOD SERVICE EQUIPMENT | Meat case, single deck | LF | 1770
112600103240 | EQUIPMENT | FOOD SERVICE EQUIPMENT | FOOD SERVICE EQUIPMENT | Meat case, multi deck | LF | 2015
112600103270 | EQUIPMENT | FOOD SERVICE EQUIPMENT | FOOD SERVICE EQUIPMENT | Produce case, single deck | LF | 1969
112600103280 | EQUIPMENT | FOOD SERVICE EQUIPMENT | FOOD SERVICE EQUIPMENT | Produce case, multi deck | LF | 2108
112600103320 | EQUIPMENT | FOOD SERVICE EQUIPMENT | FOOD SERVICE EQUIPMENT | Bottle coolers, 6' long, minimum | EA | 5878
112600103330 | EQUIPMENT | FOOD SERVICE EQUIPMENT | FOOD SERVICE EQUIPMENT | Bottle coolers, 6' long, maximum | EA | 7907
112600103350 | EQUIPMENT | FOOD SERVICE EQUIPMENT | FOOD SERVICE EQUIPMENT | Bottle coolers, 10' long, minimum | EA | 8237
112600103360 | EQUIPMENT | FOOD SERVICE EQUIPMENT | FOOD SERVICE EQUIPMENT | Bottle coolers, 10' long, maximum | EA | 13503
112600103440 | EQUIPMENT | FOOD SERVICE EQUIPMENT | FOOD SERVICE EQUIPMENT | Frozen food cases, chest type | LF | 1628
112600103460 | EQUIPMENT | FOOD SERVICE EQUIPMENT | FOOD SERVICE EQUIPMENT | Frozen food cases, glass door, reach-in | LF | 2088
112600103470 | EQUIPMENT | FOOD SERVICE EQUIPMENT | FOOD SERVICE EQUIPMENT | Frozen food cases, island case | LF | 1895
112600103480 | EQUIPMENT | FOOD SERVICE EQUIPMENT | FOOD SERVICE EQUIPMENT | Frozen food cases, multi deck | LF | 2747
112600103520 | EQUIPMENT | FOOD SERVICE EQUIPMENT | FOOD SERVICE EQUIPMENT | Ice storage bins, 500 lb capacity | EA | 3538
112600103530 | EQUIPMENT | FOOD SERVICE EQUIPMENT | FOOD SERVICE EQUIPMENT | Ice storage bins, 1000 lb capacity | EA | 5890
112700100620 | EQUIPMENT | DARKROOM EQUIPMENT | DARKROOM EQUIPMENT | Photo equipment, dryer, 36"x 25"x 68" | EA | 16795
112700100640 | EQUIPMENT | DARKROOM EQUIPMENT | DARKROOM EQUIPMENT | Photo equipment, dryer, 48"x 25"x 68" | EA | 17340
112700100720 | EQUIPMENT | DARKROOM EQUIPMENT | DARKROOM EQUIPMENT | Processors, film, black and white | EA | 26498
112700100740 | EQUIPMENT | DARKROOM EQUIPMENT | DARKROOM EQUIPMENT | Processors, film, color negatives | EA | 29956
112700100760 | EQUIPMENT | DARKROOM EQUIPMENT | DARKROOM EQUIPMENT | Processors, film, color negatives, prints | EA | 34279
112700100780 | EQUIPMENT | DARKROOM EQUIPMENT | DARKROOM EQUIPMENT | Processors, film, color negatives, transparencies | EA | 37568
112700101040 | EQUIPMENT | DARKROOM EQUIPMENT | DARKROOM EQUIPMENT | Photo equipment, 5" sink/stand, 24"x 48" | EA | 1681
112700101060 | EQUIPMENT | DARKROOM EQUIPMENT | DARKROOM EQUIPMENT | Photo equipment, 5" sink/stand, 32"x 64" | EA | 2536
112700101080 | EQUIPMENT | DARKROOM EQUIPMENT | DARKROOM EQUIPMENT | Sinks w/cab and stand, 5" with stand, 38" x 52" | EA | 3447
112700101100 | EQUIPMENT | DARKROOM EQUIPMENT | DARKROOM EQUIPMENT | Sinks w/cab and stand, 5" with stand, 42" x 132" | EA | 5147
112700101120 | EQUIPMENT | DARKROOM EQUIPMENT | DARKROOM EQUIPMENT | Sinks w/cab and stand, 5" with stand, 48" x 52" | EA | 4057
112700101220 | EQUIPMENT | DARKROOM EQUIPMENT | DARKROOM EQUIPMENT | Photo equipment, 5" sink/cabinet, 24"x 48" | EA | 3231
112700101240 | EQUIPMENT | DARKROOM EQUIPMENT | DARKROOM EQUIPMENT | Photo equipment, 5" sink/cabinet, 32"x 64" | EA | 4058
112700101260 | EQUIPMENT | DARKROOM EQUIPMENT | DARKROOM EQUIPMENT | Sinks, 5" with stand, 38" x 52" | EA | 4161
112700101280 | EQUIPMENT | DARKROOM EQUIPMENT | DARKROOM EQUIPMENT | Sinks, 5" with stand, 42" x 132" | EA | 6735
112700101290 | EQUIPMENT | DARKROOM EQUIPMENT | DARKROOM EQUIPMENT | Sinks, 5" with stand, 48" x 52" | EA | 5711
112700101320 | EQUIPMENT | DARKROOM EQUIPMENT | DARKROOM EQUIPMENT | Photo equipment, 10" sink/stand, 24"x 48" | EA | 2709
112700101340 | EQUIPMENT | DARKROOM EQUIPMENT | DARKROOM EQUIPMENT | Photo equipment, 10" sink/stand, 32"x 64" | EA | 2930
112700101360 | EQUIPMENT | DARKROOM EQUIPMENT | DARKROOM EQUIPMENT | Sinks, 10" with stand, 38" x 52" | EA | 3870
112700101420 | EQUIPMENT | DARKROOM EQUIPMENT | DARKROOM EQUIPMENT | Photo equipment, 10" sink/cabinet, 24"x 48" | EA | 2949
112700101460 | EQUIPMENT | DARKROOM EQUIPMENT | DARKROOM EQUIPMENT | Photo equipment, 10" sink/cabinet, 38"x 52" | EA | 5345
113100100215 | EQUIPMENT | RESIDENTIAL EQUIPMENT | RESIDENTIAL EQUIPMENT | Clothes Dryer, min. | EA | 489
113100100217 | EQUIPMENT | RESIDENTIAL EQUIPMENT | RESIDENTIAL EQUIPMENT | Clothes Dryer, max. | EA | 1039
113100100255 | EQUIPMENT | RESIDENTIAL EQUIPMENT | RESIDENTIAL EQUIPMENT | Clothes Washer, min. | EA | 819
113100100257 | EQUIPMENT | RESIDENTIAL EQUIPMENT | RESIDENTIAL EQUIPMENT | Clothes Washer, max. | EA | 1259
113100100300 | EQUIPMENT | RESIDENTIAL EQUIPMENT | RESIDENTIAL EQUIPMENT | Garbage compactor, 4 to 1 compaction | EA | 2556
113100101320 | EQUIPMENT | RESIDENTIAL EQUIPMENT | RESIDENTIAL EQUIPMENT | Dishwasher, built-in, 2 cycles | EA | 1575
113100101330 | EQUIPMENT | RESIDENTIAL EQUIPMENT | RESIDENTIAL EQUIPMENT | Dishwasher, built-in, 4 cycles | EA | 3537
113100101350 | EQUIPMENT | RESIDENTIAL EQUIPMENT | RESIDENTIAL EQUIPMENT | Garbage disposer | EA | 594
113100101362 | EQUIPMENT | RESIDENTIAL EQUIPMENT | RESIDENTIAL EQUIPMENT | Ceiling type heater, residential | EA | 937
113100101370 | EQUIPMENT | RESIDENTIAL EQUIPMENT | RESIDENTIAL EQUIPMENT | 1500 watt, wall type heater, residential | EA | 540
113100101380 | EQUIPMENT | RESIDENTIAL EQUIPMENT | RESIDENTIAL EQUIPMENT | 3000 watt, wall type heater, residential | EA | 1424
113100101420 | EQUIPMENT | RESIDENTIAL EQUIPMENT | RESIDENTIAL EQUIPMENT | Range hood, vented, 2 speed, 30" wide | EA | 1192
113100101440 | EQUIPMENT | RESIDENTIAL EQUIPMENT | RESIDENTIAL EQUIPMENT | Range hood, vented, 2 speed, 42" wide | EA | 1963
113100101480 | EQUIPMENT | RESIDENTIAL EQUIPMENT | RESIDENTIAL EQUIPMENT | Ice maker, automatic, 30 Lb/day | EA | 3196
113100101500 | EQUIPMENT | RESIDENTIAL EQUIPMENT | RESIDENTIAL EQUIPMENT | Ice maker, automatic, 50 Lb/day | EA | 4317
113100101840 | EQUIPMENT | RESIDENTIAL EQUIPMENT | RESIDENTIAL EQUIPMENT | Folding stair, metal, 24"x 48", 8' long | EA | 1728
113100101850 | EQUIPMENT | RESIDENTIAL EQUIPMENT | RESIDENTIAL EQUIPMENT | Folding stair, metal, 24"x 48", 11' long | EA | 1796
113100101860 | EQUIPMENT | RESIDENTIAL EQUIPMENT | RESIDENTIAL EQUIPMENT | Folding stair, metal, 24"x 48", 12' long | EA | 1913
113100101950 | EQUIPMENT | RESIDENTIAL EQUIPMENT | RESIDENTIAL EQUIPMENT | Folding stair, wood, 22"x 54", 8'-9' long | EA | 393
113100101960 | EQUIPMENT | RESIDENTIAL EQUIPMENT | RESIDENTIAL EQUIPMENT | Folding stair, wood, 25"x 54", 10' long | EA | 467
113100101995 | EQUIPMENT | RESIDENTIAL EQUIPMENT | RESIDENTIAL EQUIPMENT | Microwave, built-in, min. | EA | 900
113100101997 | EQUIPMENT | RESIDENTIAL EQUIPMENT | RESIDENTIAL EQUIPMENT | Microwave, built-in, max. | EA | 5668
113100102040 | EQUIPMENT | RESIDENTIAL EQUIPMENT | RESIDENTIAL EQUIPMENT | Range, built-in, 30" wide, 1 oven | EA | 3650
113100102050 | EQUIPMENT | RESIDENTIAL EQUIPMENT | RESIDENTIAL EQUIPMENT | Range, built-in, 30" wide, 2 oven | EA | 4178
113100102060 | EQUIPMENT | RESIDENTIAL EQUIPMENT | RESIDENTIAL EQUIPMENT | Counter top range, 4 burner, standard | EA | 2158
113100102070 | EQUIPMENT | RESIDENTIAL EQUIPMENT | RESIDENTIAL EQUIPMENT | Counter top range w/grill, 4 burner | EA | 5080
113100102198 | EQUIPMENT | RESIDENTIAL EQUIPMENT | RESIDENTIAL EQUIPMENT | Free standing, 21", 1 oven | EA | 2033
113100102200 | EQUIPMENT | RESIDENTIAL EQUIPMENT | RESIDENTIAL EQUIPMENT | Range, free standing, 30" wide, 1 oven | EA | 3579
113100102220 | EQUIPMENT | RESIDENTIAL EQUIPMENT | RESIDENTIAL EQUIPMENT | Range, free standing, 30" wide, 2 oven | EA | 5725
113100102810 | EQUIPMENT | RESIDENTIAL EQUIPMENT | RESIDENTIAL EQUIPMENT | Refrigerator/freezer, free-standing, min. | EA | 985
113100102815 | EQUIPMENT | RESIDENTIAL EQUIPMENT | RESIDENTIAL EQUIPMENT | Refrigerator/freezer, free-standing, max. | EA | 5054
113100103620 | EQUIPMENT | RESIDENTIAL EQUIPMENT | RESIDENTIAL EQUIPMENT | Water softener, 30 Grains/gallon | EA | 2183
113100103640 | EQUIPMENT | RESIDENTIAL EQUIPMENT | RESIDENTIAL EQUIPMENT | Water softener, 70 Grains/gallon | EA | 2819
115300101020 | EQUIPMENT | LABORATORY EQUIPMENT | LABORATORY EQUIPMENT | Lab equip, cabinets, base, minimum | LF | 620
115300101040 | EQUIPMENT | LABORATORY EQUIPMENT | LABORATORY EQUIPMENT | Lab equip, cabinets, base, maximum | LF | 1070
115300101100 | EQUIPMENT | LABORATORY EQUIPMENT | LABORATORY EQUIPMENT | Lab equip, cabinets, full storage, 7' high, minimum | LF | 597
115300101140 | EQUIPMENT | LABORATORY EQUIPMENT | LABORATORY EQUIPMENT | Lab equip, cabinets, full storage, 7' high, maximum | LF | 1079
115300101160 | EQUIPMENT | LABORATORY EQUIPMENT | LABORATORY EQUIPMENT | Lab equip, cabinets, wall, minimum | LF | 278
115300101200 | EQUIPMENT | LABORATORY EQUIPMENT | LABORATORY EQUIPMENT | Lab equip, cabinets, wall, maximum | LF | 422
115300101240 | EQUIPMENT | LABORATORY EQUIPMENT | LABORATORY EQUIPMENT | Lab equip, counter tops, minimum | SF | 91.88
115300101260 | EQUIPMENT | LABORATORY EQUIPMENT | LABORATORY EQUIPMENT | Lab equip, counter tops, average | SF | 108
115300101280 | EQUIPMENT | LABORATORY EQUIPMENT | LABORATORY EQUIPMENT | Lab equip, counter tops, maximum | SF | 125
115300101320 | EQUIPMENT | LABORATORY EQUIPMENT | LABORATORY EQUIPMENT | Lab equip, tables, open underneath | SF | 219
115300101330 | EQUIPMENT | LABORATORY EQUIPMENT | LABORATORY EQUIPMENT | Lab equip, tables, doors underneath | SF | 645
115300102020 | EQUIPMENT | LABORATORY EQUIPMENT | LABORATORY EQUIPMENT | Med lab equip, analyzer, chloride | EA | 6637
115300102060 | EQUIPMENT | LABORATORY EQUIPMENT | LABORATORY EQUIPMENT | Med lab equip, analyzer, blood | EA | 36331
115300102070 | EQUIPMENT | LABORATORY EQUIPMENT | LABORATORY EQUIPMENT | Med lab equip, bath, water, utility, countertop unit | EA | 1443
115300102080 | EQUIPMENT | LABORATORY EQUIPMENT | LABORATORY EQUIPMENT | Med lab equip, hot plate, countertop | EA | 598
115300102100 | EQUIPMENT | LABORATORY EQUIPMENT | LABORATORY EQUIPMENT | Med lab equip, stirrer | EA | 704
115300102120 | EQUIPMENT | LABORATORY EQUIPMENT | LABORATORY EQUIPMENT | Med lab equip, incubator, anaerobic, 23x23x36" | EA | 11597
115300102140 | EQUIPMENT | LABORATORY EQUIPMENT | LABORATORY EQUIPMENT | Med lab equip, dry heat bath | EA | 1348
115300102160 | EQUIPMENT | LABORATORY EQUIPMENT | LABORATORY EQUIPMENT | Med lab equip, incinerator, for sterilizing | EA | 838
115300102170 | EQUIPMENT | LABORATORY EQUIPMENT | LABORATORY EQUIPMENT | Med lab equip, meter, serum protein | EA | 1295
115300102180 | EQUIPMENT | LABORATORY EQUIPMENT | LABORATORY EQUIPMENT | Med lab equip, Ph analog, general purpose | EA | 1394
115300102190 | EQUIPMENT | LABORATORY EQUIPMENT | LABORATORY EQUIPMENT | Med lab equip, refrigerator, blood bank, 153 litres | EA | 10715
115300102200 | EQUIPMENT | LABORATORY EQUIPMENT | LABORATORY EQUIPMENT | Med lab equip, refrigerator, blood bank, 5.4 cf | EA | 7316
115300102210 | EQUIPMENT | LABORATORY EQUIPMENT | LABORATORY EQUIPMENT | Med lab equip, refr/freezer, 4.4 cf, undercounter | EA | 1499
115300102220 | EQUIPMENT | LABORATORY EQUIPMENT | LABORATORY EQUIPMENT | Sealer, impulse, free standing bench mount, 20x12x4 | EA | 783
115300102240 | EQUIPMENT | LABORATORY EQUIPMENT | LABORATORY EQUIPMENT | Timer, electric, 1-60 minutes, bench or wall mount | EA | 333
115300102260 | EQUIPMENT | LABORATORY EQUIPMENT | LABORATORY EQUIPMENT | Glassware washer-dryer, undercounter | EA | 13560
115300102300 | EQUIPMENT | LABORATORY EQUIPMENT | LABORATORY EQUIPMENT | Balance, torsion suspension, tabletop, 4.5 lb cap | EA | 1692
115300102340 | EQUIPMENT | LABORATORY EQUIPMENT | LABORATORY EQUIPMENT | Binocular microscope, with in base illuminator | EA | 5056
115300102400 | EQUIPMENT | LABORATORY EQUIPMENT | LABORATORY EQUIPMENT | Centrifuge, table model, 19x16x13" | EA | 1960
115300102420 | EQUIPMENT | LABORATORY EQUIPMENT | LABORATORY EQUIPMENT | Centrifuge, clinical model, with four place head | EA | 2100
115700101020 | EQUIPMENT | VOCATIONAL SHOP EQUIPMENT | INDUSTRIAL EQUIPMENT | Vehicle pnt spr booth, solid, 14'4"x9'6", 24' deep | EA | 11210
115700101040 | EQUIPMENT | VOCATIONAL SHOP EQUIPMENT | INDUSTRIAL EQUIPMENT | Vehicle pnt spr booth, solid, 14'4"x9'6", 26'6" deep | EA | 12695
115700101060 | EQUIPMENT | VOCATIONAL SHOP EQUIPMENT | INDUSTRIAL EQUIPMENT | Vehicle pnt spr booth, solid, 14'4"x9'6", 28'6" deep | EA | 14533
115700101120 | EQUIPMENT | VOCATIONAL SHOP EQUIPMENT | INDUSTRIAL EQUIPMENT | Vehicle pnt spr booth, dr-thru, 14'9"x9'6", 24' deep | EA | 11878
115700101140 | EQUIPMENT | VOCATIONAL SHOP EQUIPMENT | INDUSTRIAL EQUIPMENT | Vehicle pnt spr booth, dr-thru, 14'9"x9'6", 26'6" dee | EA | 14153
115700101160 | EQUIPMENT | VOCATIONAL SHOP EQUIPMENT | INDUSTRIAL EQUIPMENT | Vehicle pnt spr booth, dr-thru, 14'9"x9'6", 28'6" dee | EA | 16029
115700101190 | EQUIPMENT | VOCATIONAL SHOP EQUIPMENT | INDUSTRIAL EQUIPMENT | Water wash, paint spray booth, 5' x 11'2" x 10'8" | EA | 8321
115700101200 | EQUIPMENT | VOCATIONAL SHOP EQUIPMENT | INDUSTRIAL EQUIPMENT | Water wash, paint spray booth, 6' x 11'2" x 10'8" | EA | 8666
115700101220 | EQUIPMENT | VOCATIONAL SHOP EQUIPMENT | INDUSTRIAL EQUIPMENT | Water wash, paint spray booth, 8' x 11'2" x 10'8" | EA | 9302
115700101240 | EQUIPMENT | VOCATIONAL SHOP EQUIPMENT | INDUSTRIAL EQUIPMENT | Water wash, paint spray booth, 10' x 11'2" x 11'2" | EA | 10442
115700101260 | EQUIPMENT | VOCATIONAL SHOP EQUIPMENT | INDUSTRIAL EQUIPMENT | Water wash, paint spray booth, 12' x 12'2" x 11'2" | EA | 11999
115700101280 | EQUIPMENT | VOCATIONAL SHOP EQUIPMENT | INDUSTRIAL EQUIPMENT | Water wash, paint spray booth, 14' x 12'2" x 11'2" | EA | 13472
115700101290 | EQUIPMENT | VOCATIONAL SHOP EQUIPMENT | INDUSTRIAL EQUIPMENT | Water wash, paint spray booth, 16' x 12'2" x 11'2" | EA | 16229
115700101300 | EQUIPMENT | VOCATIONAL SHOP EQUIPMENT | INDUSTRIAL EQUIPMENT | Water wash, paint spray booth, 20' x 12'2" x 11'2" | EA | 19515
115700101340 | EQUIPMENT | VOCATIONAL SHOP EQUIPMENT | INDUSTRIAL EQUIPMENT | Dry spray booth, paint arrestors, 5'4"x 7'2"x 6'8" | EA | 5351
115700101360 | EQUIPMENT | VOCATIONAL SHOP EQUIPMENT | INDUSTRIAL EQUIPMENT | Dry spray booth, paint arrestors, 6'4"x 7'2"x 6'8" | EA | 6711
115700101380 | EQUIPMENT | VOCATIONAL SHOP EQUIPMENT | INDUSTRIAL EQUIPMENT | Dry spray booth, paint arrestors, 8'4"x 7'2"x 9'2" | EA | 7496
115700101400 | EQUIPMENT | VOCATIONAL SHOP EQUIPMENT | INDUSTRIAL EQUIPMENT | Dry spray booth, paint arrestors, 10'4"x 7'2"x 9'2 | EA | 8675
115700101420 | EQUIPMENT | VOCATIONAL SHOP EQUIPMENT | INDUSTRIAL EQUIPMENT | Dry spray booth, paint arrestors, 12'4"x 7'6"x 9'2 | EA | 8637
115700101440 | EQUIPMENT | VOCATIONAL SHOP EQUIPMENT | INDUSTRIAL EQUIPMENT | Dry spray booth, paint arrestors, 14'4"x 7'6"x 9'8 | EA | 11394
115700101460 | EQUIPMENT | VOCATIONAL SHOP EQUIPMENT | INDUSTRIAL EQUIPMENT | Dry spray booth, paint arrestors, 16'4"x 7'7"x 9'8 | EA | 12905
115700101480 | EQUIPMENT | VOCATIONAL SHOP EQUIPMENT | INDUSTRIAL EQUIPMENT | Dry spray booth, paint arrestors, 20'4"x 7'7"x 10' | EA | 14567
115700101520 | EQUIPMENT | VOCATIONAL SHOP EQUIPMENT | INDUSTRIAL EQUIPMENT | Air compressor, electric, 1 hp, 115 volt | EA | 2275
115700101540 | EQUIPMENT | VOCATIONAL SHOP EQUIPMENT | INDUSTRIAL EQUIPMENT | Air compressor, electric, 5 hp, 115 volt | EA | 5955
115700101550 | EQUIPMENT | VOCATIONAL SHOP EQUIPMENT | INDUSTRIAL EQUIPMENT | Air compressor, electric, 5 hp, 230 volt | EA | 7239
115700101620 | EQUIPMENT | VOCATIONAL SHOP EQUIPMENT | INDUSTRIAL EQUIPMENT | Hydraulic lifts, 8,000 lb capacity | EA | 5596
115700101640 | EQUIPMENT | VOCATIONAL SHOP EQUIPMENT | INDUSTRIAL EQUIPMENT | Hydraulic lifts, 11000 lb capacity | EA | 9618
115700101660 | EQUIPMENT | VOCATIONAL SHOP EQUIPMENT | INDUSTRIAL EQUIPMENT | Hydraulic lifts, 24000 lb capacity | EA | 16634
115700101720 | EQUIPMENT | VOCATIONAL SHOP EQUIPMENT | INDUSTRIAL EQUIPMENT | Band saws, 10" | EA | 1579
115700101740 | EQUIPMENT | VOCATIONAL SHOP EQUIPMENT | INDUSTRIAL EQUIPMENT | Band saws, 14" | EA | 2348
115700101760 | EQUIPMENT | VOCATIONAL SHOP EQUIPMENT | INDUSTRIAL EQUIPMENT | Motorized shaper | EA | 1272
115700101780 | EQUIPMENT | VOCATIONAL SHOP EQUIPMENT | INDUSTRIAL EQUIPMENT | Motorized lathe | EA | 1504
115700101820 | EQUIPMENT | VOCATIONAL SHOP EQUIPMENT | INDUSTRIAL EQUIPMENT | Bench saws, 9" saw | EA | 3832
115700101830 | EQUIPMENT | VOCATIONAL SHOP EQUIPMENT | INDUSTRIAL EQUIPMENT | Bench saws, 10" saw | EA | 4591
115700101840 | EQUIPMENT | VOCATIONAL SHOP EQUIPMENT | INDUSTRIAL EQUIPMENT | Bench saws, 12" saw | EA | 5651
115700101910 | EQUIPMENT | VOCATIONAL SHOP EQUIPMENT | INDUSTRIAL EQUIPMENT | Electric grinders, 1/3 hp | EA | 620
115700102000 | EQUIPMENT | VOCATIONAL SHOP EQUIPMENT | INDUSTRIAL EQUIPMENT | Electric grinders, 1/2 hp | EA | 640
115700102020 | EQUIPMENT | VOCATIONAL SHOP EQUIPMENT | INDUSTRIAL EQUIPMENT | Electric grinders, 3/4 hp | EA | 1055
116100101020 | EQUIPMENT | BROADCAST, THEATER, STAGE EQUIPMENT | THEATER EQUIPMENT | Roll out stage, steel frame, wood floor, manual | SF | 68.47
116100101040 | EQUIPMENT | BROADCAST, THEATER, STAGE EQUIPMENT | THEATER EQUIPMENT | Roll out stage, steel frame, wood floor, electric | SF | 68.84
116100101120 | EQUIPMENT | BROADCAST, THEATER, STAGE EQUIPMENT | THEATER EQUIPMENT | Portable stages, 8" high | SF | 28.97
116100101140 | EQUIPMENT | BROADCAST, THEATER, STAGE EQUIPMENT | THEATER EQUIPMENT | Portable stages, 18" high | SF | 33.52
116100101160 | EQUIPMENT | BROADCAST, THEATER, STAGE EQUIPMENT | THEATER EQUIPMENT | Portable stages, 36" high | SF | 38.52
116100101180 | EQUIPMENT | BROADCAST, THEATER, STAGE EQUIPMENT | THEATER EQUIPMENT | Portable stages, 48" high | SF | 42.86
116100101320 | EQUIPMENT | BROADCAST, THEATER, STAGE EQUIPMENT | THEATER EQUIPMENT | Band risers, minimum | SF | 68.8
116100101340 | EQUIPMENT | BROADCAST, THEATER, STAGE EQUIPMENT | THEATER EQUIPMENT | Band risers, maximum | SF | 136
116100101420 | EQUIPMENT | BROADCAST, THEATER, STAGE EQUIPMENT | THEATER EQUIPMENT | Chairs for risers, minimum | EA | 845
116100101440 | EQUIPMENT | BROADCAST, THEATER, STAGE EQUIPMENT | THEATER EQUIPMENT | Chairs for risers, maximum | EA | 1351
116600101020 | EQUIPMENT | ATHLETIC EQUIPMENT | ATHLETIC EQUIPMENT | Basketball backboard, wall mounted, fixed | EA | 4612
116600101040 | EQUIPMENT | ATHLETIC EQUIPMENT | ATHLETIC EQUIPMENT | Basketball backboard, swing-up | EA | 7374
116600101060 | EQUIPMENT | ATHLETIC EQUIPMENT | ATHLETIC EQUIPMENT | Basketball backboard, portable, hydraulic | EA | 28601
116600101080 | EQUIPMENT | ATHLETIC EQUIPMENT | ATHLETIC EQUIPMENT | Basketball backboard, suspended type, standard | EA | 9812
116600101200 | EQUIPMENT | ATHLETIC EQUIPMENT | ATHLETIC EQUIPMENT | For glass backboard, add | EA | 2372
116600101220 | EQUIPMENT | ATHLETIC EQUIPMENT | ATHLETIC EQUIPMENT | For electrically operated, add | EA | 2767
116600102020 | EQUIPMENT | ATHLETIC EQUIPMENT | ATHLETIC EQUIPMENT | Bleacher, telescoping, manual, 15 tier, minimum | SEAT | 234
116600102040 | EQUIPMENT | ATHLETIC EQUIPMENT | ATHLETIC EQUIPMENT | Bleacher, telescoping, manual, 15 tier, maximum | SEAT | 552
116600102060 | EQUIPMENT | ATHLETIC EQUIPMENT | ATHLETIC EQUIPMENT | Bleacher, telescoping, manual, 20 tier, minimum | SEAT | 169
116600102080 | EQUIPMENT | ATHLETIC EQUIPMENT | ATHLETIC EQUIPMENT | Bleacher, telescoping, manual, 20 tier, maximum | SEAT | 477
116600102100 | EQUIPMENT | ATHLETIC EQUIPMENT | ATHLETIC EQUIPMENT | Bleacher, telescoping, manual, 30 tier, minimum | SEAT | 149
116600102120 | EQUIPMENT | ATHLETIC EQUIPMENT | ATHLETIC EQUIPMENT | Bleacher, telescoping, manual, 30 tier, maximum | SEAT | 390
116600102220 | EQUIPMENT | ATHLETIC EQUIPMENT | ATHLETIC EQUIPMENT | Boxing ring elevated, complete, 22'x 22' | EA | 26723
116600102420 | EQUIPMENT | ATHLETIC EQUIPMENT | ATHLETIC EQUIPMENT | Gym divider curtain, minimum | SF | 5.98
116600102440 | EQUIPMENT | ATHLETIC EQUIPMENT | ATHLETIC EQUIPMENT | Gym divider curtain, maximum | SF | 8.42
116600102480 | EQUIPMENT | ATHLETIC EQUIPMENT | ATHLETIC EQUIPMENT | Scoreboards, minimum | EA | 11202
116600102500 | EQUIPMENT | ATHLETIC EQUIPMENT | ATHLETIC EQUIPMENT | Scoreboards, maximum | EA | 60475
116600102620 | EQUIPMENT | ATHLETIC EQUIPMENT | ATHLETIC EQUIPMENT | Parallel bars, wall mounted, minimum | EA | 2979
116600102630 | EQUIPMENT | ATHLETIC EQUIPMENT | ATHLETIC EQUIPMENT | Parallel bars, wall mounted, maximum | EA | 12888
116600209040 | EQUIPMENT | ATHLETIC EQUIPMENT | POLICE EQUIPMENT | Firing range equipment, rifle, 3 position | EA | 24296
116600209060 | EQUIPMENT | ATHLETIC EQUIPMENT | POLICE EQUIPMENT | Firing range equipment, rifle, 4 position | EA | 31725
116600209080 | EQUIPMENT | ATHLETIC EQUIPMENT | POLICE EQUIPMENT | Firing range equipment, rifle, 5 position | EA | 38246
116600209100 | EQUIPMENT | ATHLETIC EQUIPMENT | POLICE EQUIPMENT | Firing range equipment, rifle, 6 position | EA | 45254
116823001020 | EQUIPMENT | PLAY FIELD EQUIPMENT AND STRUCTURES | RECREATIONAL COURTS | Walls, galvanized steel, 8' high | LF | 30.36
116823001040 | EQUIPMENT | PLAY FIELD EQUIPMENT AND STRUCTURES | RECREATIONAL COURTS | Walls, galvanized steel, 10' high | LF | 35.05
116823001060 | EQUIPMENT | PLAY FIELD EQUIPMENT AND STRUCTURES | RECREATIONAL COURTS | Walls, galvanized steel, 12' high | LF | 40.74
116823001220 | EQUIPMENT | PLAY FIELD EQUIPMENT AND STRUCTURES | RECREATIONAL COURTS | Walls, vinyl coated, 8' high | LF | 29.62
116823001240 | EQUIPMENT | PLAY FIELD EQUIPMENT AND STRUCTURES | RECREATIONAL COURTS | Walls, vinyl coated, 0' high | LF | 34.86
116823001260 | EQUIPMENT | PLAY FIELD EQUIPMENT AND STRUCTURES | RECREATIONAL COURTS | Walls, vinyl coated, 12' high | LF | 39.74
116823002210 | EQUIPMENT | PLAY FIELD EQUIPMENT AND STRUCTURES | RECREATIONAL COURTS | Gates, galv steel, single, 3' transom, 3'x7' | EA | 828
116823002220 | EQUIPMENT | PLAY FIELD EQUIPMENT AND STRUCTURES | RECREATIONAL COURTS | Gates, galv steel, single, 3' transom, 4'x7' | EA | 905
116823002230 | EQUIPMENT | PLAY FIELD EQUIPMENT AND STRUCTURES | RECREATIONAL COURTS | Gates, galv steel, single, 3' transom, 5'x7' | EA | 1163
116823002240 | EQUIPMENT | PLAY FIELD EQUIPMENT AND STRUCTURES | RECREATIONAL COURTS | Gates, galv steel, single, 3' transom, 6'x7' | EA | 1309
116823002250 | EQUIPMENT | PLAY FIELD EQUIPMENT AND STRUCTURES | RECREATIONAL COURTS | Gates, galv steel, double, 3' transom, 10'x7' | EA | 2517
116823002260 | EQUIPMENT | PLAY FIELD EQUIPMENT AND STRUCTURES | RECREATIONAL COURTS | Gates, galv steel, double, 3' transom, 12'x7' | EA | 3006
116823002270 | EQUIPMENT | PLAY FIELD EQUIPMENT AND STRUCTURES | RECREATIONAL COURTS | Gates, galv steel, double, 3' transom, 14'x7' | EA | 3499
116823002280 | EQUIPMENT | PLAY FIELD EQUIPMENT AND STRUCTURES | RECREATIONAL COURTS | Gates, galv steel, double, no transom, 10'x10' | EA | 2403
116823002290 | EQUIPMENT | PLAY FIELD EQUIPMENT AND STRUCTURES | RECREATIONAL COURTS | Gates, galv steel, double, no transom, 12'x10' | EA | 2877
116823002300 | EQUIPMENT | PLAY FIELD EQUIPMENT AND STRUCTURES | RECREATIONAL COURTS | Gates, galv steel, double, no transom, 14'x10' | EA | 3256
116823002410 | EQUIPMENT | PLAY FIELD EQUIPMENT AND STRUCTURES | RECREATIONAL COURTS | Gates, vinyl coated, single, 3' transom, 3'x7' | EA | 1314
116823002420 | EQUIPMENT | PLAY FIELD EQUIPMENT AND STRUCTURES | RECREATIONAL COURTS | Gates, vinyl coated, single, 3' transom, 4'x7' | EA | 1449
116823002430 | EQUIPMENT | PLAY FIELD EQUIPMENT AND STRUCTURES | RECREATIONAL COURTS | Gates, vinyl coated, single, 3' transom, 5'x7' | EA | 1510
116823002440 | EQUIPMENT | PLAY FIELD EQUIPMENT AND STRUCTURES | RECREATIONAL COURTS | Gates, vinyl coated, single, 3' transom, 6'x7' | EA | 1627
116823002450 | EQUIPMENT | PLAY FIELD EQUIPMENT AND STRUCTURES | RECREATIONAL COURTS | Gates, vinyl coated, double, 3' transom, 10'x7' | EA | 4222
116823002460 | EQUIPMENT | PLAY FIELD EQUIPMENT AND STRUCTURES | RECREATIONAL COURTS | Gates, vinyl coated, double, 3' transom, 12'x7' | EA | 4438
116823002470 | EQUIPMENT | PLAY FIELD EQUIPMENT AND STRUCTURES | RECREATIONAL COURTS | Gates, vinyl coated, double, 3' transom, 14'x7' | EA | 4858
116823002480 | EQUIPMENT | PLAY FIELD EQUIPMENT AND STRUCTURES | RECREATIONAL COURTS | Gates, vinyl coated, double, no transom, 10'x10' | EA | 3991
116823002490 | EQUIPMENT | PLAY FIELD EQUIPMENT AND STRUCTURES | RECREATIONAL COURTS | Gates, vinyl coated, double, no transom, 12'x10' | EA | 4254
116823002500 | EQUIPMENT | PLAY FIELD EQUIPMENT AND STRUCTURES | RECREATIONAL COURTS | Gates, vinyl coated, double, no transom, 14'x10' | EA | 4680
116823003020 | EQUIPMENT | PLAY FIELD EQUIPMENT AND STRUCTURES | RECREATIONAL COURTS | Baseball backstop, regulation, galvanized | EA | 11201
116823003040 | EQUIPMENT | PLAY FIELD EQUIPMENT AND STRUCTURES | RECREATIONAL COURTS | Baseball backstop, regulation, vinyl coated | EA | 15601
116823003130 | EQUIPMENT | PLAY FIELD EQUIPMENT AND STRUCTURES | RECREATIONAL COURTS | Softball backstop, regulation, 14' high, galvanized | EA | 12155
116823003140 | EQUIPMENT | PLAY FIELD EQUIPMENT AND STRUCTURES | RECREATIONAL COURTS | Softball backstop, regualation, 14' high, vinyl coate | EA | 19305
116823003180 | EQUIPMENT | PLAY FIELD EQUIPMENT AND STRUCTURES | RECREATIONAL COURTS | Softball backstop, regulation, 18' high, galvanized | EA | 13436
116823003200 | EQUIPMENT | PLAY FIELD EQUIPMENT AND STRUCTURES | RECREATIONAL COURTS | Softball backstop, regulation, 18' high, vinyl coated | EA | 19430
116823003320 | EQUIPMENT | PLAY FIELD EQUIPMENT AND STRUCTURES | RECREATIONAL COURTS | Softball backstop, regulation, 20' high, galvanized | EA | 15919
116823003330 | EQUIPMENT | PLAY FIELD EQUIPMENT AND STRUCTURES | RECREATIONAL COURTS | Softball backstop, regulation, 20' high, vinyl coated | EA | 22933
116823003350 | EQUIPMENT | PLAY FIELD EQUIPMENT AND STRUCTURES | RECREATIONAL COURTS | Softball backstop, regulation, 22' high, galvanized | EA | 18402
116823003360 | EQUIPMENT | PLAY FIELD EQUIPMENT AND STRUCTURES | RECREATIONAL COURTS | Softball backstop, regulation, 22' high, vinyl coated | EA | 26879
116823003400 | EQUIPMENT | PLAY FIELD EQUIPMENT AND STRUCTURES | RECREATIONAL COURTS | Softball backstop, regulation, 24' high, galvanized | EA | 19462
116823003420 | EQUIPMENT | PLAY FIELD EQUIPMENT AND STRUCTURES | RECREATIONAL COURTS | Softball backstop, regulation, 24' high, vinyl coated | EA | 32011
116823004040 | EQUIPMENT | PLAY FIELD EQUIPMENT AND STRUCTURES | RECREATIONAL COURTS | Chicken wire, posts at 4' o.c., 2" mesh, 4' high | LF | 5.35
116823004060 | EQUIPMENT | PLAY FIELD EQUIPMENT AND STRUCTURES | RECREATIONAL COURTS | Chicken wire, posts at 4' o.c., 2" mesh, 6' high | LF | 6.69
116823004140 | EQUIPMENT | PLAY FIELD EQUIPMENT AND STRUCTURES | RECREATIONAL COURTS | Chicken wire, galv stl, 12 gauge, 2" by 4" mesh, 3' h | LF | 6.64
116823004160 | EQUIPMENT | PLAY FIELD EQUIPMENT AND STRUCTURES | RECREATIONAL COURTS | Chicken wire, galv stl, 12 gauge, 2" by 4" mesh, 5' h | LF | 8.9
116823004210 | EQUIPMENT | PLAY FIELD EQUIPMENT AND STRUCTURES | RECREATIONAL COURTS | Chicken wire, galv stl, 14 gauge, 1" by 2" mesh, 3' h | LF | 6.08
116823004220 | EQUIPMENT | PLAY FIELD EQUIPMENT AND STRUCTURES | RECREATIONAL COURTS | Chicken wire, galv stl, 14 gauge, 1" by 2" mesh, 5' h | LF | 8.68
116833001040 | EQUIPMENT | PLAY FIELD EQUIPMENT AND STRUCTURES | RECREATIONAL FACILITIES | Bleachers, outdoor, port, per seat, 10 tiers, min | EA | 126
116833001060 | EQUIPMENT | PLAY FIELD EQUIPMENT AND STRUCTURES | RECREATIONAL FACILITIES | Bleachers, outdoor, port, per seat, 10 tiers, max | EA | 161
116833001120 | EQUIPMENT | PLAY FIELD EQUIPMENT AND STRUCTURES | RECREATIONAL FACILITIES | Bleachers, outdoor, port, per seat, 20 tiers, min | EA | 131
116833001140 | EQUIPMENT | PLAY FIELD EQUIPMENT AND STRUCTURES | RECREATIONAL FACILITIES | Bleachers, outdoor, port, per seat, 20 tiers, max | EA | 170
116833001540 | EQUIPMENT | PLAY FIELD EQUIPMENT AND STRUCTURES | RECREATIONAL FACILITIES | Grandstands, wood, stl frame, per seat, 15 tier, min | EA | 110
116833001560 | EQUIPMENT | PLAY FIELD EQUIPMENT AND STRUCTURES | RECREATIONAL FACILITIES | Grandstands, wood, stl frame, per seat, 15 tier, max | EA | 187
116833001620 | EQUIPMENT | PLAY FIELD EQUIPMENT AND STRUCTURES | RECREATIONAL FACILITIES | Grandstands, wood, stl frame, per seat, 30 tier, min | EA | 110
116833001660 | EQUIPMENT | PLAY FIELD EQUIPMENT AND STRUCTURES | RECREATIONAL FACILITIES | Grandstands, wood, stl frame, per seat, 30 tier, max | EA | 215
116833001740 | EQUIPMENT | PLAY FIELD EQUIPMENT AND STRUCTURES | RECREATIONAL FACILITIES | Seat backs only, fiberglass | EA | 49.38
116833001760 | EQUIPMENT | PLAY FIELD EQUIPMENT AND STRUCTURES | RECREATIONAL FACILITIES | Steel and wood seat | EA | 68.51
116833001820 | EQUIPMENT | PLAY FIELD EQUIPMENT AND STRUCTURES | RECREATIONAL FACILITIES | Seat restoration, fiberglass on wood, seat | EA | 43.83
116833001840 | EQUIPMENT | PLAY FIELD EQUIPMENT AND STRUCTURES | RECREATIONAL FACILITIES | Seat restoration, fiberglass on wood, plain bench | EA | 24.4
116833002040 | EQUIPMENT | PLAY FIELD EQUIPMENT AND STRUCTURES | RECREATIONAL FACILITIES | Benches, park, precast conc w/backs, 4' long | EA | 1404
116833002060 | EQUIPMENT | PLAY FIELD EQUIPMENT AND STRUCTURES | RECREATIONAL FACILITIES | Benches, park, precast conc w/backs, 8' long | EA | 2944
116833002120 | EQUIPMENT | PLAY FIELD EQUIPMENT AND STRUCTURES | RECREATIONAL FACILITIES | Benches, park, fiberglass, w/backs, 4' long | EA | 1112
116833002140 | EQUIPMENT | PLAY FIELD EQUIPMENT AND STRUCTURES | RECREATIONAL FACILITIES | Benches, park, fiberglass, w/backs, 8' long | EA | 2030
116833002220 | EQUIPMENT | PLAY FIELD EQUIPMENT AND STRUCTURES | RECREATIONAL FACILITIES | Benches, park, wood, w/backs & fbrgls suprts, 4' long | EA | 689
116833002240 | EQUIPMENT | PLAY FIELD EQUIPMENT AND STRUCTURES | RECREATIONAL FACILITIES | Benches, park, wood, w/backs & fbrgls suprts, 8' long | EA | 768
116833002320 | EQUIPMENT | PLAY FIELD EQUIPMENT AND STRUCTURES | RECREATIONAL FACILITIES | Benches, steel frame, 6' long, all steel | EA | 608
116833002340 | EQUIPMENT | PLAY FIELD EQUIPMENT AND STRUCTURES | RECREATIONAL FACILITIES | Benches, steel frame, 6' long, hardwood boards | EA | 474
116833002360 | EQUIPMENT | PLAY FIELD EQUIPMENT AND STRUCTURES | RECREATIONAL FACILITIES | Players bench (no back), steel frame, fir seat | EA | 558
116833003220 | EQUIPMENT | PLAY FIELD EQUIPMENT AND STRUCTURES | RECREATIONAL FACILITIES | Backstops, handball/squash court, outdoor, wood | EA | 52864
116833003240 | EQUIPMENT | PLAY FIELD EQUIPMENT AND STRUCTURES | RECREATIONAL FACILITIES | Backstops, handball/squash court, outdoor, masonry | EA | 39449
116833003260 | EQUIPMENT | PLAY FIELD EQUIPMENT AND STRUCTURES | RECREATIONAL FACILITIES | Soccer goal posts | PAIR | 3526
116833004020 | EQUIPMENT | PLAY FIELD EQUIPMENT AND STRUCTURES | RECREATIONAL FACILITIES | Gravel and cinders over stone base | SY | 20.15
116833004040 | EQUIPMENT | PLAY FIELD EQUIPMENT AND STRUCTURES | RECREATIONAL FACILITIES | Rubber-cork base resilient pavement | SY | 86.25
116833004060 | EQUIPMENT | PLAY FIELD EQUIPMENT AND STRUCTURES | RECREATIONAL FACILITIES | For colored surfaces, add | SY | 17.13
116833004080 | EQUIPMENT | PLAY FIELD EQUIPMENT AND STRUCTURES | RECREATIONAL FACILITIES | Colored rubberized asphalt | SY | 109
116833004100 | EQUIPMENT | PLAY FIELD EQUIPMENT AND STRUCTURES | RECREATIONAL FACILITIES | Artificial resilient mat over asphalt | SY | 226
116833004240 | EQUIPMENT | PLAY FIELD EQUIPMENT AND STRUCTURES | RECREATIONAL FACILITIES | Tennis courts, bit pavement, 2-1/2" thick | SY | 60.29
116833004320 | EQUIPMENT | PLAY FIELD EQUIPMENT AND STRUCTURES | RECREATIONAL FACILITIES | Colored sealer, acrylic emulsion, 3 coats | SY | 13.64
116833004340 | EQUIPMENT | PLAY FIELD EQUIPMENT AND STRUCTURES | RECREATIONAL FACILITIES | For 2 color seal coating, add | SY | 12.71
116833004360 | EQUIPMENT | PLAY FIELD EQUIPMENT AND STRUCTURES | RECREATIONAL FACILITIES | For preparing old courts, add | SY | 4.39
116833004400 | EQUIPMENT | PLAY FIELD EQUIPMENT AND STRUCTURES | RECREATIONAL FACILITIES | Net, nylon, 42' long | EA | 628
116833004520 | EQUIPMENT | PLAY FIELD EQUIPMENT AND STRUCTURES | RECREATIONAL FACILITIES | Paint markings on asphalt, 2 coats | EA | 854
116833004600 | EQUIPMENT | PLAY FIELD EQUIPMENT AND STRUCTURES | RECREATIONAL FACILITIES | Tennis, comp court w/fence, etc, bit, minimum | EA | 38729
116833004620 | EQUIPMENT | PLAY FIELD EQUIPMENT AND STRUCTURES | RECREATIONAL FACILITIES | Tennis, comp court w/fence, etc, bit, average | EA | 66655
116833004640 | EQUIPMENT | PLAY FIELD EQUIPMENT AND STRUCTURES | RECREATIONAL FACILITIES | Tennis, comp court w/fence, etc, bit, maximum | EA | 94593
116833004700 | EQUIPMENT | PLAY FIELD EQUIPMENT AND STRUCTURES | RECREATIONAL FACILITIES | Tennis court, w/fence, clay, minimum | EA | 40309
116833004720 | EQUIPMENT | PLAY FIELD EQUIPMENT AND STRUCTURES | RECREATIONAL FACILITIES | Tennis court, w/fence, clay, average | EA | 54948
116833004740 | EQUIPMENT | PLAY FIELD EQUIPMENT AND STRUCTURES | RECREATIONAL FACILITIES | Tennis court, w/fence, clay, maximum | EA | 83325
116833005012 | EQUIPMENT | PLAY FIELD EQUIPMENT AND STRUCTURES | RECREATIONAL FACILITIES | Basketball backboard, minimum | EA | 1486
116833005014 | EQUIPMENT | PLAY FIELD EQUIPMENT AND STRUCTURES | RECREATIONAL FACILITIES | Basketball backboard, maximum | EA | 2690
116833005016 | EQUIPMENT | PLAY FIELD EQUIPMENT AND STRUCTURES | RECREATIONAL FACILITIES | Bike rack 10' long | EA | 1032
116833005018 | EQUIPMENT | PLAY FIELD EQUIPMENT AND STRUCTURES | RECREATIONAL FACILITIES | Golf shelter, fiberglass | EA | 4697
116833005040 | EQUIPMENT | PLAY FIELD EQUIPMENT AND STRUCTURES | RECREATIONAL FACILITIES | Ground socket for movable posts, minimum | EA | 190
116833005060 | EQUIPMENT | PLAY FIELD EQUIPMENT AND STRUCTURES | RECREATIONAL FACILITIES | Ground socket for movable posts, maximum | EA | 337
116833005070 | EQUIPMENT | PLAY FIELD EQUIPMENT AND STRUCTURES | RECREATIONAL FACILITIES | Horizontal monkey ladder, 14' long | EA | 1096
116833005072 | EQUIPMENT | PLAY FIELD EQUIPMENT AND STRUCTURES | RECREATIONAL FACILITIES | Posts, tether ball | EA | 510
116833005074 | EQUIPMENT | PLAY FIELD EQUIPMENT AND STRUCTURES | RECREATIONAL FACILITIES | Multiple purpose, 10' long | EA | 556
116833005076 | EQUIPMENT | PLAY FIELD EQUIPMENT AND STRUCTURES | RECREATIONAL FACILITIES | Safety mats, playground, min. | SF | 18.24
116833005077 | EQUIPMENT | PLAY FIELD EQUIPMENT AND STRUCTURES | RECREATIONAL FACILITIES | Safety mats, playground, max. | SF | 39.57
116833005100 | EQUIPMENT | PLAY FIELD EQUIPMENT AND STRUCTURES | RECREATIONAL FACILITIES | See-saw, steel, minimum | EA | 1425
116833005120 | EQUIPMENT | PLAY FIELD EQUIPMENT AND STRUCTURES | RECREATIONAL FACILITIES | See-saw, steel, average | EA | 2578
116833005140 | EQUIPMENT | PLAY FIELD EQUIPMENT AND STRUCTURES | RECREATIONAL FACILITIES | See-saw, steel, maximum | EA | 3748
116833005160 | EQUIPMENT | PLAY FIELD EQUIPMENT AND STRUCTURES | RECREATIONAL FACILITIES | Slide, minimum | EA | 2771
116833005180 | EQUIPMENT | PLAY FIELD EQUIPMENT AND STRUCTURES | RECREATIONAL FACILITIES | Slide, maximum | EA | 6560
116833005820 | EQUIPMENT | PLAY FIELD EQUIPMENT AND STRUCTURES | RECREATIONAL FACILITIES | Swings, plain seats, 8' high, minimum | EA | 1503
116833005840 | EQUIPMENT | PLAY FIELD EQUIPMENT AND STRUCTURES | RECREATIONAL FACILITIES | Swings, plain seats, 8' high, maximum | EA | 2538
116833005860 | EQUIPMENT | PLAY FIELD EQUIPMENT AND STRUCTURES | RECREATIONAL FACILITIES | Swings, plain seats, 12' high, minimum | EA | 2147
116833005880 | EQUIPMENT | PLAY FIELD EQUIPMENT AND STRUCTURES | RECREATIONAL FACILITIES | Swings, plain seats, 12' high, maximum | EA | 3694
117200101020 | EQUIPMENT | EXAMINATION AND TREATMENT EQUIPMENT | MEDICAL EQUIPMENT | Lights, examination, portable | EA | 2378
117200101220 | EQUIPMENT | EXAMINATION AND TREATMENT EQUIPMENT | MEDICAL EQUIPMENT | Meters, air flow meter | EA | 171
117200101240 | EQUIPMENT | EXAMINATION AND TREATMENT EQUIPMENT | MEDICAL EQUIPMENT | Meters, oxygen flow meters | EA | 182
117200101320 | EQUIPMENT | EXAMINATION AND TREATMENT EQUIPMENT | MEDICAL EQUIPMENT | Racks, 40 chart, revolving open frame mobile caddy | EA | 1670
117200101420 | EQUIPMENT | EXAMINATION AND TREATMENT EQUIPMENT | MEDICAL EQUIPMENT | Scales, clinical, metric with measure rod, 350 lb | EA | 928
117200101930 | EQUIPMENT | EXAMINATION AND TREATMENT EQUIPMENT | MEDICAL EQUIPMENT | Physical therapy, chair, hydrotherapy | EA | 909
117200101940 | EQUIPMENT | EXAMINATION AND TREATMENT EQUIPMENT | MEDICAL EQUIPMENT | Physical therapy, diathermy, shortwave, portable | EA | 3881
117200101950 | EQUIPMENT | EXAMINATION AND TREATMENT EQUIPMENT | MEDICAL EQUIPMENT | Physical therapy, exercise bicycle, floor standing | EA | 3763
117200101960 | EQUIPMENT | EXAMINATION AND TREATMENT EQUIPMENT | MEDICAL EQUIPMENT | Hydrocollator, 4 pack, portable, 129 x 90 x 160" | EA | 681
117200101970 | EQUIPMENT | EXAMINATION AND TREATMENT EQUIPMENT | MEDICAL EQUIPMENT | Physical therapy, lamp, infrared, mobile | EA | 970
117200101980 | EQUIPMENT | EXAMINATION AND TREATMENT EQUIPMENT | MEDICAL EQUIPMENT | Physical therapy, lamp, ultra violet, base mounted | EA | 897
117200101990 | EQUIPMENT | EXAMINATION AND TREATMENT EQUIPMENT | MEDICAL EQUIPMENT | Mirror, posture training, 27" wide and 72" high | EA | 939
117200102000 | EQUIPMENT | EXAMINATION AND TREATMENT EQUIPMENT | MEDICAL EQUIPMENT | Parallel bars, adjustable | EA | 4094
117200102020 | EQUIPMENT | EXAMINATION AND TREATMENT EQUIPMENT | MEDICAL EQUIPMENT | Platform mat 10'x6', 1" thick | EA | 1306
117200102030 | EQUIPMENT | EXAMINATION AND TREATMENT EQUIPMENT | MEDICAL EQUIPMENT | Pully, duplex, wall mounted | EA | 2457
117200102040 | EQUIPMENT | EXAMINATION AND TREATMENT EQUIPMENT | MEDICAL EQUIPMENT | Rack, crutch, wall mounted, 66 x 16 x 13" | EA | 613
117200102070 | EQUIPMENT | EXAMINATION AND TREATMENT EQUIPMENT | MEDICAL EQUIPMENT | Physical therapy, stimulator, galvanic-faradic, hand | EA | 473
117200102080 | EQUIPMENT | EXAMINATION AND TREATMENT EQUIPMENT | MEDICAL EQUIPMENT | Physical therapy, ultrasound, muscle stimulator | EA | 4009
117200102100 | EQUIPMENT | EXAMINATION AND TREATMENT EQUIPMENT | MEDICAL EQUIPMENT | Physcl therapy, sandbag set, vlcr strps, sdl bag type | EA | 219
117200102120 | EQUIPMENT | EXAMINATION AND TREATMENT EQUIPMENT | MEDICAL EQUIPMENT | Physical therapy, whirlpool, 85 gallon | EA | 8084
117200102141 | EQUIPMENT | EXAMINATION AND TREATMENT EQUIPMENT | MEDICAL EQUIPMENT | Physical therapy, whirlpool, 65 gallon | EA | 7336
117200102280 | EQUIPMENT | EXAMINATION AND TREATMENT EQUIPMENT | MEDICAL EQUIPMENT | Radiographic table, motor driven tilting table | EA | 75908
117200102290 | EQUIPMENT | EXAMINATION AND TREATMENT EQUIPMENT | MEDICAL EQUIPMENT | Radiology, fluoroscope image/tv system | EA | 128728
117200102310 | EQUIPMENT | EXAMINATION AND TREATMENT EQUIPMENT | MEDICAL EQUIPMENT | Water filter unit, 30"x 48-1/2"x 37-1/2" | EA | 1542
117200102350 | EQUIPMENT | EXAMINATION AND TREATMENT EQUIPMENT | MEDICAL EQUIPMENT | With back splash, 24" deep and 35" high | LF | 839
117200102360 | EQUIPMENT | EXAMINATION AND TREATMENT EQUIPMENT | MEDICAL EQUIPMENT | Wall storage cabinets | LF | 404
117200102410 | EQUIPMENT | EXAMINATION AND TREATMENT EQUIPMENT | MEDICAL EQUIPMENT | Steam sterilizers, for heat and moisture stable | EA | 6621
117200102420 | EQUIPMENT | EXAMINATION AND TREATMENT EQUIPMENT | MEDICAL EQUIPMENT | Steam sterilizers, for fast dry after sterilization | EA | 8570
117200102430 | EQUIPMENT | EXAMINATION AND TREATMENT EQUIPMENT | MEDICAL EQUIPMENT | Steam sterilizers, compact unit | EA | 2844
117200102440 | EQUIPMENT | EXAMINATION AND TREATMENT EQUIPMENT | MEDICAL EQUIPMENT | Steam sterilizers, semi-automatic | EA | 3649
117200102460 | EQUIPMENT | EXAMINATION AND TREATMENT EQUIPMENT | MEDICAL EQUIPMENT | Steam sterilizers, floor loading, single door | EA | 96590
117200102480 | EQUIPMENT | EXAMINATION AND TREATMENT EQUIPMENT | MEDICAL EQUIPMENT | Steam sterilizers, floor loading, double door | EA | 105887
117200102490 | EQUIPMENT | EXAMINATION AND TREATMENT EQUIPMENT | MEDICAL EQUIPMENT | Utensil washer, sanitizer | EA | 21729
117200102500 | EQUIPMENT | EXAMINATION AND TREATMENT EQUIPMENT | MEDICAL EQUIPMENT | Automatic washer/sterilizer, 16x16x26 | EA | 24755
117200102510 | EQUIPMENT | EXAMINATION AND TREATMENT EQUIPMENT | MEDICAL EQUIPMENT | Auto washer/sterilizer, 16x16x26, incl generator | EA | 29314
117200102520 | EQUIPMENT | EXAMINATION AND TREATMENT EQUIPMENT | MEDICAL EQUIPMENT | Steam generator, elec., 10 kw to 180 kw | EA | 45535
117200102560 | EQUIPMENT | EXAMINATION AND TREATMENT EQUIPMENT | MEDICAL EQUIPMENT | Surgical scrub, minimum | EA | 2587
117200102580 | EQUIPMENT | EXAMINATION AND TREATMENT EQUIPMENT | MEDICAL EQUIPMENT | Surgical scrub, maximum | EA | 13677
117200102620 | EQUIPMENT | EXAMINATION AND TREATMENT EQUIPMENT | MEDICAL EQUIPMENT | Gas sterilizers, auto, free stand, 21x19x29 | EA | 9068
117200102660 | EQUIPMENT | EXAMINATION AND TREATMENT EQUIPMENT | MEDICAL EQUIPMENT | Surgical tables, minimum | EA | 29717
117200102680 | EQUIPMENT | EXAMINATION AND TREATMENT EQUIPMENT | MEDICAL EQUIPMENT | Surgical tables, maximum | EA | 36376
117200102740 | EQUIPMENT | EXAMINATION AND TREATMENT EQUIPMENT | MEDICAL EQUIPMENT | Surgical lights, ceiling mounted, minimum | EA | 12779
117200102760 | EQUIPMENT | EXAMINATION AND TREATMENT EQUIPMENT | MEDICAL EQUIPMENT | Surgical lights, ceiling mounted, maximum | EA | 24909
117200102900 | EQUIPMENT | EXAMINATION AND TREATMENT EQUIPMENT | MEDICAL EQUIPMENT | Water stills, 4 liters/hr | EA | 5434
117200102920 | EQUIPMENT | EXAMINATION AND TREATMENT EQUIPMENT | MEDICAL EQUIPMENT | Water stills, 8 liters/hr | EA | 8513
117200102940 | EQUIPMENT | EXAMINATION AND TREATMENT EQUIPMENT | MEDICAL EQUIPMENT | Water stills, 19 liters/hr | EA | 17626
117200103080 | EQUIPMENT | EXAMINATION AND TREATMENT EQUIPMENT | MEDICAL EQUIPMENT | X-ray, , mobile unit, minimum | EA | 15494
117200103100 | EQUIPMENT | EXAMINATION AND TREATMENT EQUIPMENT | MEDICAL EQUIPMENT | X-ray, , mobile unit, maximum | EA | 30033
117200103120 | EQUIPMENT | EXAMINATION AND TREATMENT EQUIPMENT | MEDICAL EQUIPMENT | Film viewers, minimum | EA | 514
117200103140 | EQUIPMENT | EXAMINATION AND TREATMENT EQUIPMENT | MEDICAL EQUIPMENT | Film viewers, maximum | EA | 1583
117200103220 | EQUIPMENT | EXAMINATION AND TREATMENT EQUIPMENT | MEDICAL EQUIPMENT | Autopsy table, minimum | EA | 21870
117200103240 | EQUIPMENT | EXAMINATION AND TREATMENT EQUIPMENT | MEDICAL EQUIPMENT | Autopsy table, maximum | EA | 30562
117200103320 | EQUIPMENT | EXAMINATION AND TREATMENT EQUIPMENT | MEDICAL EQUIPMENT | Incubators, 15 cf | EA | 10917
117200103330 | EQUIPMENT | EXAMINATION AND TREATMENT EQUIPMENT | MEDICAL EQUIPMENT | Incubators, 29 cf | EA | 14931
117200103340 | EQUIPMENT | EXAMINATION AND TREATMENT EQUIPMENT | MEDICAL EQUIPMENT | Infant transport, portable | EA | 8343
117200103420 | EQUIPMENT | EXAMINATION AND TREATMENT EQUIPMENT | MEDICAL EQUIPMENT | Stretcher, pediatric, with pad, 60"x 30"x 78" | EA | 6081
117200103440 | EQUIPMENT | EXAMINATION AND TREATMENT EQUIPMENT | MEDICAL EQUIPMENT | Transfer bed, for patient transport | EA | 7123
117200103460 | EQUIPMENT | EXAMINATION AND TREATMENT EQUIPMENT | MEDICAL EQUIPMENT | Headwall, aluminum, w/back frame and console assy | EA | 6343
117200106010 | EQUIPMENT | EXAMINATION AND TREATMENT EQUIPMENT | MEDICAL EQUIPMENT | Hospital ground detection sys, power ground module | EA | 2091
117200106020 | EQUIPMENT | EXAMINATION AND TREATMENT EQUIPMENT | MEDICAL EQUIPMENT | Hospital grd detection sys, ground slave module | EA | 966
117200106030 | EQUIPMENT | EXAMINATION AND TREATMENT EQUIPMENT | MEDICAL EQUIPMENT | Hospital grd detection sys, master ground module | EA | 850
117200106040 | EQUIPMENT | EXAMINATION AND TREATMENT EQUIPMENT | MEDICAL EQUIPMENT | Hospital grd detection sys, remote indicator | EA | 898
117200106050 | EQUIPMENT | EXAMINATION AND TREATMENT EQUIPMENT | MEDICAL EQUIPMENT | Hospital grd detection sys, X-ray indicator | EA | 2251
117200106060 | EQUIPMENT | EXAMINATION AND TREATMENT EQUIPMENT | MEDICAL EQUIPMENT | Hospital grd detection sys, micro ammeter | EA | 2671
117200106070 | EQUIPMENT | EXAMINATION AND TREATMENT EQUIPMENT | MEDICAL EQUIPMENT | Hospital grd detection sys, supervisory module | EA | 2251
117200106080 | EQUIPMENT | EXAMINATION AND TREATMENT EQUIPMENT | MEDICAL EQUIPMENT | Hospital grd detection sys, ground cords | EA | 223
117200106110 | EQUIPMENT | EXAMINATION AND TREATMENT EQUIPMENT | MEDICAL EQUIPMENT | Hospital isolation monitors, 5 ma, 120v | EA | 4293
117200106120 | EQUIPMENT | EXAMINATION AND TREATMENT EQUIPMENT | MEDICAL EQUIPMENT | Hospital isolation monitors, 5 ma, 208v | EA | 4293
117200106130 | EQUIPMENT | EXAMINATION AND TREATMENT EQUIPMENT | MEDICAL EQUIPMENT | Hospital isolation monitors, 5 ma, 240v | EA | 4617
117200106210 | EQUIPMENT | EXAMINATION AND TREATMENT EQUIPMENT | MEDICAL EQUIPMENT | Digital clock-timers separate display | EA | 2170
117200106220 | EQUIPMENT | EXAMINATION AND TREATMENT EQUIPMENT | MEDICAL EQUIPMENT | Digital clock-timers, one display | EA | 1445
117200106230 | EQUIPMENT | EXAMINATION AND TREATMENT EQUIPMENT | MEDICAL EQUIPMENT | Digital clock-timers, remote control | EA | 753
117200106240 | EQUIPMENT | EXAMINATION AND TREATMENT EQUIPMENT | MEDICAL EQUIPMENT | Digital clock-timers, battery pack | EA | 282
117200106310 | EQUIPMENT | EXAMINATION AND TREATMENT EQUIPMENT | MEDICAL EQUIPMENT | Surgical chronometer clock and 3 timers | EA | 4000
117200106320 | EQUIPMENT | EXAMINATION AND TREATMENT EQUIPMENT | MEDICAL EQUIPMENT | Surgical chronometer clock auxilary control | EA | 1143
117400103520 | EQUIPMENT | DENTAL EQUIPMENT | DENTAL EQUIPMENT | Dental, drill console with accessories | EA | 8561
117400103540 | EQUIPMENT | DENTAL EQUIPMENT | DENTAL EQUIPMENT | Dental, amalgamator | EA | 813
117400103560 | EQUIPMENT | DENTAL EQUIPMENT | DENTAL EQUIPMENT | Dental, lathe | EA | 1794
117400103580 | EQUIPMENT | DENTAL EQUIPMENT | DENTAL EQUIPMENT | Dental, finish polisher | EA | 2385
117400103590 | EQUIPMENT | DENTAL EQUIPMENT | DENTAL EQUIPMENT | Dental, model trimer | EA | 1469
117400103600 | EQUIPMENT | DENTAL EQUIPMENT | DENTAL EQUIPMENT | Dental, motor, wall mounted | EA | 1652
117400103640 | EQUIPMENT | DENTAL EQUIPMENT | DENTAL EQUIPMENT | Dental cleaner, ultrasonic | EA | 4400
117400103660 | EQUIPMENT | DENTAL EQUIPMENT | DENTAL EQUIPMENT | Dental, curing unit, bench mounted | EA | 6765
117400103680 | EQUIPMENT | DENTAL EQUIPMENT | DENTAL EQUIPMENT | Dental, oral evacuation system, dual pump | EA | 8173
117400103700 | EQUIPMENT | DENTAL EQUIPMENT | DENTAL EQUIPMENT | Dental sterilizer, table top, self contained | EA | 3453
117400103740 | EQUIPMENT | DENTAL EQUIPMENT | DENTAL EQUIPMENT | Dental light, floor or ceiling mounted | EA | 3309
117400103790 | EQUIPMENT | DENTAL EQUIPMENT | DENTAL EQUIPMENT | Dental light, portable | EA | 7381
117400103820 | EQUIPMENT | DENTAL EQUIPMENT | DENTAL EQUIPMENT | Dental light, wall mounted with remote control | EA | 10736
117400103830 | EQUIPMENT | DENTAL EQUIPMENT | DENTAL EQUIPMENT | Dental illuminator, single panel | EA | 2221
117400103840 | EQUIPMENT | DENTAL EQUIPMENT | DENTAL EQUIPMENT | Dental X-ray film processor | EA | 13221
117400103850 | EQUIPMENT | DENTAL EQUIPMENT | DENTAL EQUIPMENT | Dental shield, portable x-ray, lead lined | EA | 2387
118200101020 | EQUIPMENT | RECYCLING SYSTEMS | WASTE HANDLING | Incinerator, electric, 100 lb/hr, minimum | EA | 18774
118200101040 | EQUIPMENT | RECYCLING SYSTEMS | WASTE HANDLING | Incinerator, electric, 100 lb/hr, maximum | EA | 31665
118200101060 | EQUIPMENT | RECYCLING SYSTEMS | WASTE HANDLING | Incinerator, electric, 400 lb/hr, minimum | EA | 46851
118200101070 | EQUIPMENT | RECYCLING SYSTEMS | WASTE HANDLING | Incinerator, electric, 400 lb/hr, maximum | EA | 58147
118200101080 | EQUIPMENT | RECYCLING SYSTEMS | WASTE HANDLING | Incinerator, electric, 1000 lb/hr, minimum | EA | 108842
118200101090 | EQUIPMENT | RECYCLING SYSTEMS | WASTE HANDLING | Incinerator, electric, 1000 lb/hr, maximum | EA | 162000
118200101220 | EQUIPMENT | RECYCLING SYSTEMS | WASTE HANDLING | Incinerator, medical-waste, 25 lb/hr, 2-7 x 4-0 | EA | 16949
118200101230 | EQUIPMENT | RECYCLING SYSTEMS | WASTE HANDLING | Incinerator, medical-waste, 50 lb/hr, 2-11 x 4-11 | EA | 31302
118200101240 | EQUIPMENT | RECYCLING SYSTEMS | WASTE HANDLING | Incinerator, medical-waste, 75 lb/hr, 3-8 x 5-0 | EA | 43201
118200101250 | EQUIPMENT | RECYCLING SYSTEMS | WASTE HANDLING | Incinerator, medical-waste, 100 lb/hr, 3-8 x 6-0 | EA | 63136
118200101520 | EQUIPMENT | RECYCLING SYSTEMS | WASTE HANDLING | Industrial compactor, 1 cy | EA | 16607
118200101540 | EQUIPMENT | RECYCLING SYSTEMS | WASTE HANDLING | Industrial compactor, 3 cy | EA | 25643
118200101560 | EQUIPMENT | RECYCLING SYSTEMS | WASTE HANDLING | Industrial compactor, 5 cy | EA | 48180
118200102020 | EQUIPMENT | RECYCLING SYSTEMS | WASTE HANDLING | Trash chutes, steel, incl sprinklers, 18" dia | LF | 530
118200102030 | EQUIPMENT | RECYCLING SYSTEMS | WASTE HANDLING | Trash chutes, steel, incl sprinklers, 24" dia | LF | 579
118200102040 | EQUIPMENT | RECYCLING SYSTEMS | WASTE HANDLING | Trash chutes, steel, incl sprinklers, 30" dia | LF | 638
118200102050 | EQUIPMENT | RECYCLING SYSTEMS | WASTE HANDLING | Trash chutes, steel, incl sprinklers, 36" dia | LF | 704
118200102060 | EQUIPMENT | RECYCLING SYSTEMS | WASTE HANDLING | Refuse bottom hopper | EA | 2448
118223001010 | EQUIPMENT | RECYCLING SYSTEMS | GRAY WATER RECYCLING SYSTEM | Gray Water Recycling System, resi or small commercial, 150 gal, minimum | EA | 5027
118223001020 | EQUIPMENT | RECYCLING SYSTEMS | GRAY WATER RECYCLING SYSTEM | Gray Water Recycling System, resi or small commercial, 150 gal, average | EA | 5697
118223001030 | EQUIPMENT | RECYCLING SYSTEMS | GRAY WATER RECYCLING SYSTEM | Gray Water Recycling System, resi or small commercial, 150 gal, maximum | EA | 6367
118223001050 | EQUIPMENT | RECYCLING SYSTEMS | GRAY WATER RECYCLING SYSTEM | Gray Water Recycling System, resi or small commercial, 250 gal, minimum | EA | 5864
118223001060 | EQUIPMENT | RECYCLING SYSTEMS | GRAY WATER RECYCLING SYSTEM | Gray Water Recycling System, resi or small commercial, 250 gal, average | EA | 6535
118223001070 | EQUIPMENT | RECYCLING SYSTEMS | GRAY WATER RECYCLING SYSTEM | Gray Water Recycling System, resi or small commercial, 250 gal, maximum | EA | 7205
118223001090 | EQUIPMENT | RECYCLING SYSTEMS | GRAY WATER RECYCLING SYSTEM | Gray Water Recycling System, resi or small commercial, 350 gal, minimum | EA | 6367
118223001100 | EQUIPMENT | RECYCLING SYSTEMS | GRAY WATER RECYCLING SYSTEM | Gray Water Recycling System, resi or small commercial, 350 gal, average | EA | 6870
118223001110 | EQUIPMENT | RECYCLING SYSTEMS | GRAY WATER RECYCLING SYSTEM | Gray Water Recycling System, resi or small commercial, 350 gal, maximum | EA | 7372
118223001130 | EQUIPMENT | RECYCLING SYSTEMS | GRAY WATER RECYCLING SYSTEM | Gray Water Recycling System, resi or small commercial, 450 gal, minimum | EA | 6702
118223001140 | EQUIPMENT | RECYCLING SYSTEMS | GRAY WATER RECYCLING SYSTEM | Gray Water Recycling System, resi or small commercial, 450 gal, average | EA | 7205
118223001150 | EQUIPMENT | RECYCLING SYSTEMS | GRAY WATER RECYCLING SYSTEM | Gray Water Recycling System, resi or small commercial, 450 gal, maximum | EA | 7708
118223001170 | EQUIPMENT | RECYCLING SYSTEMS | GRAY WATER RECYCLING SYSTEM | Gray Water Recycling System, resi or small commercial, 550 gal, minimum | EA | 8210
118223001180 | EQUIPMENT | RECYCLING SYSTEMS | GRAY WATER RECYCLING SYSTEM | Gray Water Recycling System, resi or small commercial, 550 gal, average | EA | 6786
118223001190 | EQUIPMENT | RECYCLING SYSTEMS | GRAY WATER RECYCLING SYSTEM | Gray Water Recycling System, resi or small commercial, 550 gal, maximum | EA | 8713
122100101000 | FURNISHINGS | WINDOW BLINDS | BLINDS | Venetian blinds, 2" slats | SF | 50.35
122100101020 | FURNISHINGS | WINDOW BLINDS | BLINDS | Venetian blinds, 1" slats | SF | 53.66
122100201100 | FURNISHINGS | WINDOW BLINDS |  | Window shade, roll up, min. | SF | 9.06
122100201150 | FURNISHINGS | WINDOW BLINDS |  | Window shade, roll up, avg. | SF | 12.64
122100201160 | FURNISHINGS | WINDOW BLINDS |  | Window shade, roll up, max. | SF | 26.54
122200101080 | FURNISHINGS | CURTAINS AND DRAPES | WINDOW TREATMENT | Traverse drapery rod, 50"-90" | EA | 105
122200101100 | FURNISHINGS | CURTAINS AND DRAPES | WINDOW TREATMENT | Traverse drapery rod, 84"-156" | EA | 131
122200101120 | FURNISHINGS | CURTAINS AND DRAPES | WINDOW TREATMENT | Traverse drapery rod, 136"-250" | EA | 169
122200101140 | FURNISHINGS | CURTAINS AND DRAPES | WINDOW TREATMENT | Traverse drapery rod, 165"-312" | EA | 241
122200101180 | FURNISHINGS | CURTAINS AND DRAPES | WINDOW TREATMENT | Traverse drapery rod, w/stationary rod, 30"-50" | EA | 137
122200101200 | FURNISHINGS | CURTAINS AND DRAPES | WINDOW TREATMENT | Traverse drapery rod, w/stationary rod, 50"-90" | EA | 151
122200101220 | FURNISHINGS | CURTAINS AND DRAPES | WINDOW TREATMENT | Traverse drapery rod, w/stationary rod, 84"-156" | EA | 198
122200101240 | FURNISHINGS | CURTAINS AND DRAPES | WINDOW TREATMENT | Traverse drapery rod, w/stationary rod, 136"-250" | EA | 237
122200101280 | FURNISHINGS | CURTAINS AND DRAPES | WINDOW TREATMENT | Double traverse rod, 30"-50" | EA | 153
122200101300 | FURNISHINGS | CURTAINS AND DRAPES | WINDOW TREATMENT | Double traverse rod, 50"-90" | EA | 185
122200101320 | FURNISHINGS | CURTAINS AND DRAPES | WINDOW TREATMENT | Double traverse rod, 84"-156" | EA | 197
122200101340 | FURNISHINGS | CURTAINS AND DRAPES | WINDOW TREATMENT | Double traverse rod, 136"-250" | EA | 246
123200100100 | FURNISHINGS | MANUFACTURED WOOD CASEWORK | CASEWORK | Kitchen cabinet, base, 24" deep, 35 h x 12 w | EA | 329
123200100120 | FURNISHINGS | MANUFACTURED WOOD CASEWORK | CASEWORK | Kitchen cabinet, base, 24" deep, 35 h, 18 w | EA | 370
123200100140 | FURNISHINGS | MANUFACTURED WOOD CASEWORK | CASEWORK | Kitchen cabinet, base, 24" deep, 35 h, 24 w | EA | 464
123200100160 | FURNISHINGS | MANUFACTURED WOOD CASEWORK | CASEWORK | Kitchen cabinet, base, 24" deep, 35 h, 27 w | EA | 507
123200100180 | FURNISHINGS | MANUFACTURED WOOD CASEWORK | CASEWORK | Kitchen cabinet, base, 24" deep, 35 h, 36 w | EA | 602
123200100200 | FURNISHINGS | MANUFACTURED WOOD CASEWORK | CASEWORK | Kitchen cabinet, base, 24" deep, 35 h, 48 w | EA | 701
123200100220 | FURNISHINGS | MANUFACTURED WOOD CASEWORK | CASEWORK | Kitchen cabinet, drawer base, 24" deep, 35 h, 15 w | EA | 396
123200100230 | FURNISHINGS | MANUFACTURED WOOD CASEWORK | CASEWORK | Kitchen cabinet, drawer base, 24" deep, 35 h, 18 w | EA | 415
123200100240 | FURNISHINGS | MANUFACTURED WOOD CASEWORK | CASEWORK | Kitchen cabinet, drawer base, 24" deep, 35 h, 24 w | EA | 629
123200100250 | FURNISHINGS | MANUFACTURED WOOD CASEWORK | CASEWORK | Kitchen cabinet, drawer base, 24" deep, 35 h, 27 w | EA | 700
123200100260 | FURNISHINGS | MANUFACTURED WOOD CASEWORK | CASEWORK | Kitchen cabinet, drawer base, 24" deep, 35 h, 30 w | EA | 804
123200100280 | FURNISHINGS | MANUFACTURED WOOD CASEWORK | CASEWORK | Kitchen cabinet, sink-ready base, 24" deep, 35 h, 30 w | EA | 424
123200100290 | FURNISHINGS | MANUFACTURED WOOD CASEWORK | CASEWORK | Kitchen cabinet, sink-ready base, 24" deep, 35 h, 36 w | EA | 441
123200100300 | FURNISHINGS | MANUFACTURED WOOD CASEWORK | CASEWORK | Kitchen cabinet, sink-ready base, 24" deep, 35 h, 42 w | EA | 473
123200100310 | FURNISHINGS | MANUFACTURED WOOD CASEWORK | CASEWORK | Kitchen cabinet, sink-ready base, 24" deep, 35 h, 60 w | EA | 555
123200100320 | FURNISHINGS | MANUFACTURED WOOD CASEWORK | CASEWORK | Kitchen corner cabinet, 36" wide, base | EA | 730
123200104020 | FURNISHINGS | MANUFACTURED WOOD CASEWORK | CASEWORK | Kitchen cabinet, wall, 12" deep, 12" h, 30" w | EA | 399
123200104060 | FURNISHINGS | MANUFACTURED WOOD CASEWORK | CASEWORK | Kitchen cabinet, wall, 12" deep, 12" h, 36" w | EA | 415
123200104080 | FURNISHINGS | MANUFACTURED WOOD CASEWORK | CASEWORK | Kitchen cabinet, wall, 12" deep, 15" h, 30" w | EA | 465
123200104100 | FURNISHINGS | MANUFACTURED WOOD CASEWORK | CASEWORK | Kitchen cabinet, wall, 12" deep, 15" h, 36" w | EA | 652
123200104120 | FURNISHINGS | MANUFACTURED WOOD CASEWORK | CASEWORK | Kitchen cabinet, wall, 12" deep, 24" h, 30" w | EA | 505
123200104140 | FURNISHINGS | MANUFACTURED WOOD CASEWORK | CASEWORK | Kitchen cabinet, wall, 12" deep, 24" h, 36" w | EA | 517
123200104160 | FURNISHINGS | MANUFACTURED WOOD CASEWORK | CASEWORK | Kitchen cabinet, wall, 12" deep, 30" h, 12" w | EA | 338
123200104180 | FURNISHINGS | MANUFACTURED WOOD CASEWORK | CASEWORK | Kitchen cabinet, wall, 12" deep, 30" h, 18" w | EA | 376
123200104200 | FURNISHINGS | MANUFACTURED WOOD CASEWORK | CASEWORK | Kitchen cabinet, wall, 12" deep, 30" h, 24" w | EA | 395
123200104300 | FURNISHINGS | MANUFACTURED WOOD CASEWORK | CASEWORK | Kitchen cabinet, wall, 12" deep, 30" h, 27" w | EA | 452
123200104320 | FURNISHINGS | MANUFACTURED WOOD CASEWORK | CASEWORK | Kitchen cabinet, wall, 12" deep, 30" h, 30" w | EA | 507
123200104340 | FURNISHINGS | MANUFACTURED WOOD CASEWORK | CASEWORK | Kitchen cabinet, wall, 12" deep, 30" h, 36" w | EA | 514
123200104360 | FURNISHINGS | MANUFACTURED WOOD CASEWORK | CASEWORK | Kitchen cabinet, corner wall, 30" h, 24" w | EA | 575
123200104380 | FURNISHINGS | MANUFACTURED WOOD CASEWORK | CASEWORK | Kitchen cabinet, corner wall, 30" h, 30" w | EA | 665
123200104390 | FURNISHINGS | MANUFACTURED WOOD CASEWORK | CASEWORK | Kitchen cabinet, corner wall, 30" h, 36" w | EA | 712
123200105020 | FURNISHINGS | MANUFACTURED WOOD CASEWORK | CASEWORK | Wardrobe, residential, stock, wood | EA | 1366
123200107000 | FURNISHINGS | MANUFACTURED WOOD CASEWORK | CASEWORK | Vanity cabinet, w/top, lam plastic, 24" w | EA | 1163
123200107020 | FURNISHINGS | MANUFACTURED WOOD CASEWORK | CASEWORK | Vanity cabinet, w/top, lam plastic, 30" w | EA | 1278
123200107040 | FURNISHINGS | MANUFACTURED WOOD CASEWORK | CASEWORK | Vanity cabinet, w/top, lam plastic, 36" w | EA | 1508
123200107060 | FURNISHINGS | MANUFACTURED WOOD CASEWORK | CASEWORK | Vanity cabinet, w/top, lam plastic, 48" w | EA | 1708
123200108080 | FURNISHINGS | MANUFACTURED WOOD CASEWORK | CASEWORK | Cabinet hardware, handles, min. | EA | 16.93
123200108090 | FURNISHINGS | MANUFACTURED WOOD CASEWORK | CASEWORK | Cabinet hardware, handles, avg. | EA | 20.76
123200108100 | FURNISHINGS | MANUFACTURED WOOD CASEWORK | CASEWORK | Cabinet hardware, handles, max. | EA | 29.25
123200108120 | FURNISHINGS | MANUFACTURED WOOD CASEWORK | CASEWORK | Cabinet hardware, pulls, min. | EA | 10.38
123200108130 | FURNISHINGS | MANUFACTURED WOOD CASEWORK | CASEWORK | Cabinet hardware, pulls, avg. | EA | 12.39
123200108140 | FURNISHINGS | MANUFACTURED WOOD CASEWORK | CASEWORK | Cabinet hardware, pulls, max. | EA | 17.51
123600101020 | FURNISHINGS | COUNTERTOPS | COUNTERTOPS | Counter top, with backsplash, stainless | SF | 306
123600102000 | FURNISHINGS | COUNTERTOPS | COUNTERTOPS | Counter top, acid-proof, kemrock surface | SF | 129
123600105100 | FURNISHINGS | COUNTERTOPS | COUNTERTOPS | Stone countertop, installed complete, min. | SF | 77
123600105150 | FURNISHINGS | COUNTERTOPS | COUNTERTOPS | Stone countertop, installed complete, avg. | SF | 99
123600105160 | FURNISHINGS | COUNTERTOPS | COUNTERTOPS | Stone countertop, installed complete, max. | SF | 132
123600105195 | FURNISHINGS | COUNTERTOPS | COUNTERTOPS | Stone countertop, backsplash | SF | 154
123600105200 | FURNISHINGS | COUNTERTOPS | COUNTERTOPS | Stone countertop, cutouts | EA | 330
124800101020 | FURNISHINGS | RUGS AND MATS | FLOOR MATS | Recessed entrance mat, 3/8" thick, aluminum link | SF | 111
124800101040 | FURNISHINGS | RUGS AND MATS | FLOOR MATS | Recessed entrance mat, 3/8" thick, steel flex | SF | 66.15
125600101000 | FURNISHINGS | EDUCATIONAL FURNITURE | EDUCATIONAL FURNITURE | Educational furniture, tables, min. | EA | 275
125600101010 | FURNISHINGS | EDUCATIONAL FURNITURE | EDUCATIONAL FURNITURE | Educational furniture, tables, max. | EA | 440
125600102000 | FURNISHINGS | EDUCATIONAL FURNITURE | EDUCATIONAL FURNITURE | Educational furniture, chairs, min. | EA | 49.5
125600102010 | FURNISHINGS | EDUCATIONAL FURNITURE | EDUCATIONAL FURNITURE | Educational furniture, chairs, max. | EA | 165
131100101120 | SPECIAL CONSTRUCTION | SWIMMING POOLS | SWIMMING POOL EQUIPMENT | Diving boards, 14' long, aluminum | EA | 6547
131100101140 | SPECIAL CONSTRUCTION | SWIMMING POOLS | SWIMMING POOL EQUIPMENT | Diving boards, 14' long, fiberglass | EA | 5036
131100101520 | SPECIAL CONSTRUCTION | SWIMMING POOLS | SWIMMING POOL EQUIPMENT | Ladders, heavy duty, 2 steps, minimum | EA | 1595
131100101540 | SPECIAL CONSTRUCTION | SWIMMING POOLS | SWIMMING POOL EQUIPMENT | Ladders, heavy duty, 2 steps, maximum | EA | 2418
131100101560 | SPECIAL CONSTRUCTION | SWIMMING POOLS | SWIMMING POOL EQUIPMENT | Ladders, heavy duty, 4 steps, minimum | EA | 1724
131100101580 | SPECIAL CONSTRUCTION | SWIMMING POOLS | SWIMMING POOL EQUIPMENT | Ladders, heavy duty, 4 steps, maximum | EA | 2674
131100101620 | SPECIAL CONSTRUCTION | SWIMMING POOLS | SWIMMING POOL EQUIPMENT | Lifeguard chair, minimum | EA | 4798
131100101640 | SPECIAL CONSTRUCTION | SWIMMING POOLS | SWIMMING POOL EQUIPMENT | Lifeguard chair, maximum | EA | 7086
131100101710 | SPECIAL CONSTRUCTION | SWIMMING POOLS | SWIMMING POOL EQUIPMENT | Lights, underwater, 12 volt, with transformer, incandescent | EA | 469
131100101715 | SPECIAL CONSTRUCTION | SWIMMING POOLS | SWIMMING POOL EQUIPMENT | Lights, underwater, 12 volt, with transformer, halogen | EA | 423
131100101720 | SPECIAL CONSTRUCTION | SWIMMING POOLS | SWIMMING POOL EQUIPMENT | Lights, underwater, 12 volt, with transformer, LED | EA | 991
131100101740 | SPECIAL CONSTRUCTION | SWIMMING POOLS | SWIMMING POOL EQUIPMENT | Lights, underwater, 110 volt, minimum | EA | 1565
131100101760 | SPECIAL CONSTRUCTION | SWIMMING POOLS | SWIMMING POOL EQUIPMENT | Lights, underwater, 110 volt, maximum | EA | 3552
131100101780 | SPECIAL CONSTRUCTION | SWIMMING POOLS | SWIMMING POOL EQUIPMENT | Lights, underwater, GFI for 110 v, each light | EA | 355
131100102020 | SPECIAL CONSTRUCTION | SWIMMING POOLS | SWIMMING POOL EQUIPMENT | Pool covers, reinforced polyethylene | SF | 7.94
131100102040 | SPECIAL CONSTRUCTION | SWIMMING POOLS | SWIMMING POOL EQUIPMENT | Pool covers, vinyl water tube, minimum | SF | 6.77
131100102060 | SPECIAL CONSTRUCTION | SWIMMING POOLS | SWIMMING POOL EQUIPMENT | Pool covers, vinyl water tube, maximum | SF | 7.68
131100102085 | SPECIAL CONSTRUCTION | SWIMMING POOLS | SWIMMING POOL EQUIPMENT | Safety mats, swimming area, min. | SF | 3.83
131100102089 | SPECIAL CONSTRUCTION | SWIMMING POOLS | SWIMMING POOL EQUIPMENT | Safety mats, swimming area, max. | SF | 11.71
131100102120 | SPECIAL CONSTRUCTION | SWIMMING POOLS | SWIMMING POOL EQUIPMENT | Slides with water tube, minimum | EA | 2001
131100102140 | SPECIAL CONSTRUCTION | SWIMMING POOLS | SWIMMING POOL EQUIPMENT | Slides with water tube, maximum | EA | 31912
132416000020 | SPECIAL CONSTRUCTION | SPECIAL ACTIVITY ROOMS | SAUNAS | Sauna, prefab, cedar, insul panels, door, 240 volt. 4'x8"x4'-8"x6'-6" | EA | 8094
132416000030 | SPECIAL CONSTRUCTION | SPECIAL ACTIVITY ROOMS | SAUNAS | Sauna, prefab, cedar, insul panels, door, 240 volt. 5'-8"x6'-8"x6'-6" | EA | 9791
132416000040 | SPECIAL CONSTRUCTION | SPECIAL ACTIVITY ROOMS | SAUNAS | Sauna, prefab, cedar, insul panels, door, 240 volt. 6'-8"x6'-8"x6'-6" | EA | 11401
132416000050 | SPECIAL CONSTRUCTION | SPECIAL ACTIVITY ROOMS | SAUNAS | Sauna, prefab, cedar, insul panels, door, 240 volt. 7'-8"x7'-8"x6'-6" | EA | 13770
132416000060 | SPECIAL CONSTRUCTION | SPECIAL ACTIVITY ROOMS | SAUNAS | Sauna, prefab, cedar, insul panels, door, 240 volt. 7'-8"x9'-8"x6'-6" | EA | 18142
133419001100 | SPECIAL CONSTRUCTION | FABRICATED ENGINEERED STRUCTURES | PRE-ENGINEERED BUILDINGS | Pre-eng metal building, 40'x100', 14' eave height | SF | 18.89
133419001120 | SPECIAL CONSTRUCTION | FABRICATED ENGINEERED STRUCTURES | PRE-ENGINEERED BUILDINGS | Pre-eng metal building, 40'x100', 16' eave height | SF | 21.56
133419001140 | SPECIAL CONSTRUCTION | FABRICATED ENGINEERED STRUCTURES | PRE-ENGINEERED BUILDINGS | Pre-eng metal building, 40'x100', 20' eave height | SF | 25.77
133419001160 | SPECIAL CONSTRUCTION | FABRICATED ENGINEERED STRUCTURES | PRE-ENGINEERED BUILDINGS | Pre-eng metal building, 60'x100', 14' eave height | SF | 21.95
133419001180 | SPECIAL CONSTRUCTION | FABRICATED ENGINEERED STRUCTURES | PRE-ENGINEERED BUILDINGS | Pre-eng metal building, 60'x100', 16' eave height | SF | 24.62
133419001190 | SPECIAL CONSTRUCTION | FABRICATED ENGINEERED STRUCTURES | PRE-ENGINEERED BUILDINGS | Pre-eng metal building, 60'x100', 20' eave height | SF | 28.94
133419001200 | SPECIAL CONSTRUCTION | FABRICATED ENGINEERED STRUCTURES | PRE-ENGINEERED BUILDINGS | Pre-eng metal building, 80'x100', 14' eave height | SF | 18.51
133419001210 | SPECIAL CONSTRUCTION | FABRICATED ENGINEERED STRUCTURES | PRE-ENGINEERED BUILDINGS | Pre-eng metal building, 80'x100', 16' eave height | SF | 19.98
133419001220 | SPECIAL CONSTRUCTION | FABRICATED ENGINEERED STRUCTURES | PRE-ENGINEERED BUILDINGS | Pre-eng metal building, 80'x100', 20' eave height | SF | 23.82
133419001300 | SPECIAL CONSTRUCTION | FABRICATED ENGINEERED STRUCTURES | PRE-ENGINEERED BUILDINGS | Pre-eng metal building, 100'x100', 14' eave height | SF | 18.23
133419001320 | SPECIAL CONSTRUCTION | FABRICATED ENGINEERED STRUCTURES | PRE-ENGINEERED BUILDINGS | Pre-eng metal building, 100'x100', 16' eave height | SF | 19.78
133419001340 | SPECIAL CONSTRUCTION | FABRICATED ENGINEERED STRUCTURES | PRE-ENGINEERED BUILDINGS | Pre-eng metal building, 100'x100', 20' eave height | SF | 23.42
133419001360 | SPECIAL CONSTRUCTION | FABRICATED ENGINEERED STRUCTURES | PRE-ENGINEERED BUILDINGS | Pre-eng metal building, 100'x150', 14' eave height | SF | 17.02
133419001380 | SPECIAL CONSTRUCTION | FABRICATED ENGINEERED STRUCTURES | PRE-ENGINEERED BUILDINGS | Pre-eng metal building, 100'x150', 16' eave height | SF | 18.48
133419001400 | SPECIAL CONSTRUCTION | FABRICATED ENGINEERED STRUCTURES | PRE-ENGINEERED BUILDINGS | Pre-eng metal building, 100'x150', 20' eave height | SF | 21.68
133419001420 | SPECIAL CONSTRUCTION | FABRICATED ENGINEERED STRUCTURES | PRE-ENGINEERED BUILDINGS | Pre-eng metal building, 120'x150', 14' eave height | SF | 17.59
133419001440 | SPECIAL CONSTRUCTION | FABRICATED ENGINEERED STRUCTURES | PRE-ENGINEERED BUILDINGS | Pre-eng metal building, 120'x150', 16' eave height | SF | 18.86
133419001460 | SPECIAL CONSTRUCTION | FABRICATED ENGINEERED STRUCTURES | PRE-ENGINEERED BUILDINGS | Pre-eng metal building, 120'x150', 20' eave height | SF | 21.77
133419001500 | SPECIAL CONSTRUCTION | FABRICATED ENGINEERED STRUCTURES | PRE-ENGINEERED BUILDINGS | Pre-eng metal building, 140'x150', 14' eave height | SF | 17.02
133419001520 | SPECIAL CONSTRUCTION | FABRICATED ENGINEERED STRUCTURES | PRE-ENGINEERED BUILDINGS | Pre-eng metal building, 140'x150', 16' eave height | SF | 18.36
133419001540 | SPECIAL CONSTRUCTION | FABRICATED ENGINEERED STRUCTURES | PRE-ENGINEERED BUILDINGS | Pre-eng metal building, 140'x150', 20' eave height | SF | 21.68
133419001620 | SPECIAL CONSTRUCTION | FABRICATED ENGINEERED STRUCTURES | PRE-ENGINEERED BUILDINGS | Pre-eng metal building, 160'x200', 14' eave height | SF | 14.74
133419001640 | SPECIAL CONSTRUCTION | FABRICATED ENGINEERED STRUCTURES | PRE-ENGINEERED BUILDINGS | Pre-eng metal building, 160'x200', 16' eave height | SF | 16.06
133419001680 | SPECIAL CONSTRUCTION | FABRICATED ENGINEERED STRUCTURES | PRE-ENGINEERED BUILDINGS | Pre-eng metal building, 160'x200', 20' eave height | SF | 18.98
133419001700 | SPECIAL CONSTRUCTION | FABRICATED ENGINEERED STRUCTURES | PRE-ENGINEERED BUILDINGS | Pre-eng metal building, 200'x200', 14' eave height | SF | 13.67
133419001720 | SPECIAL CONSTRUCTION | FABRICATED ENGINEERED STRUCTURES | PRE-ENGINEERED BUILDINGS | Pre-eng metal building, 200'x200', 16' eave height | SF | 15.42
133419001740 | SPECIAL CONSTRUCTION | FABRICATED ENGINEERED STRUCTURES | PRE-ENGINEERED BUILDINGS | Pre-eng metal building, 200'x200', 20' eave height | SF | 18.33
133419005020 | SPECIAL CONSTRUCTION | FABRICATED ENGINEERED STRUCTURES | PRE-ENGINEERED BUILDINGS | Hollow metal door and frame, 6'x 7' | EA | 1735
133419005040 | SPECIAL CONSTRUCTION | FABRICATED ENGINEERED STRUCTURES | PRE-ENGINEERED BUILDINGS | Sectional steel overhead door, manual, 8'x8' | EA | 2836
133419005080 | SPECIAL CONSTRUCTION | FABRICATED ENGINEERED STRUCTURES | PRE-ENGINEERED BUILDINGS | Sectional steel overhead door, manual, 12'x 12' | EA | 3778
133419005120 | SPECIAL CONSTRUCTION | FABRICATED ENGINEERED STRUCTURES | PRE-ENGINEERED BUILDINGS | Roll-up steel door, manual, 10'x 10' | EA | 2209
133419005140 | SPECIAL CONSTRUCTION | FABRICATED ENGINEERED STRUCTURES | PRE-ENGINEERED BUILDINGS | Roll-up steel door, manual, 12'x 12' | EA | 3961
133419005160 | SPECIAL CONSTRUCTION | FABRICATED ENGINEERED STRUCTURES | PRE-ENGINEERED BUILDINGS | For gravity ridge ventilator with birdscreen | EA | 946
133419005161 | SPECIAL CONSTRUCTION | FABRICATED ENGINEERED STRUCTURES | PRE-ENGINEERED BUILDINGS | Gravity ridge ventilator, 9" throat x 10' | EA | 1037
133419005181 | SPECIAL CONSTRUCTION | FABRICATED ENGINEERED STRUCTURES | PRE-ENGINEERED BUILDINGS | Gravity ridge ventilator, 12" throat x 10' | EA | 1263
133419005200 | SPECIAL CONSTRUCTION | FABRICATED ENGINEERED STRUCTURES | PRE-ENGINEERED BUILDINGS | For 20" rotary vent with damper | EA | 475
133419005220 | SPECIAL CONSTRUCTION | FABRICATED ENGINEERED STRUCTURES | PRE-ENGINEERED BUILDINGS | For 4' x 3' fixed louver | EA | 339
133419005240 | SPECIAL CONSTRUCTION | FABRICATED ENGINEERED STRUCTURES | PRE-ENGINEERED BUILDINGS | For 4' x 3' aluminum sliding window | EA | 296
133419005260 | SPECIAL CONSTRUCTION | FABRICATED ENGINEERED STRUCTURES | PRE-ENGINEERED BUILDINGS | For 3' x 9' fiberglass panels | EA | 223
133419008020 | SPECIAL CONSTRUCTION | FABRICATED ENGINEERED STRUCTURES | PRE-ENGINEERED BUILDINGS | Liner panel, 26 ga, painted steel | SF | 6.24
133419008040 | SPECIAL CONSTRUCTION | FABRICATED ENGINEERED STRUCTURES | PRE-ENGINEERED BUILDINGS | Wall panel insulated, 26 ga. steel foam core | SF | 15.16
133419008060 | SPECIAL CONSTRUCTION | FABRICATED ENGINEERED STRUCTURES | PRE-ENGINEERED BUILDINGS | Roof panel, 26 ga. painted steel | SF | 5.12
133419008080 | SPECIAL CONSTRUCTION | FABRICATED ENGINEERED STRUCTURES | PRE-ENGINEERED BUILDINGS | Plastic (sky light) | SF | 10.05
133419009000 | SPECIAL CONSTRUCTION | FABRICATED ENGINEERED STRUCTURES | PRE-ENGINEERED BUILDINGS | Insulation, 3-1/2" thick blanket, R11 | SF | 3.21
141100100100 | CONVEYING SYSTEMS | DUMBWAITERS | DUMBWAITERS | Dumbwaiters, 28' travel, extruded alum., 4 stops, 100 lbs. capacity | EA | 7501
141100100120 | CONVEYING SYSTEMS | DUMBWAITERS | DUMBWAITERS | Dumbwaiters, 28' travel, extruded alum., 4 stops, 150 lbs. capacity | EA | 10553
141100100140 | CONVEYING SYSTEMS | DUMBWAITERS | DUMBWAITERS | Dumbwaiters, 28' travel, extruded alum., 4 stops, 200 lbs. capacity | EA | 15148
142100100450 | CONVEYING SYSTEMS | CONVEYING EQUIPMENT | ELEVATORS | Elevator, electric, 6 stop, 6 op, 50 fpm, 2000 lb | EA | 165104
142100100510 | CONVEYING SYSTEMS | CONVEYING EQUIPMENT | ELEVATORS | Elevator, electric, 6 stop, 6 op, 100 fpm, 2000 lb | EA | 171474
142100100530 | CONVEYING SYSTEMS | CONVEYING EQUIPMENT | ELEVATORS | Elevator, electric, 6 stop, 6 op, 150 fpm, 2000 lb | EA | 189269
142100100540 | CONVEYING SYSTEMS | CONVEYING EQUIPMENT | ELEVATORS | Elevator, electric, 6 stop, 6 op, 150 fpm, 3000 lb | EA | 237886
142100100550 | CONVEYING SYSTEMS | CONVEYING EQUIPMENT | ELEVATORS | Elevator, electric, 6 stop, 6 op, 150 fpm, 4000 lb | EA | 248163
142100100570 | CONVEYING SYSTEMS | CONVEYING EQUIPMENT | ELEVATORS | Elevator, electric, 6 stop, 6 op, 200 fpm, 2500 lb | EA | 228446
142100100580 | CONVEYING SYSTEMS | CONVEYING EQUIPMENT | ELEVATORS | Elevator, electric, 6 stop, 6 op, 200 fpm, 3000 lb | EA | 235125
142100100590 | CONVEYING SYSTEMS | CONVEYING EQUIPMENT | ELEVATORS | Elevator, electric, 6 stop, 6 op, 200 fpm, 4000 lb | EA | 248163
142100100610 | CONVEYING SYSTEMS | CONVEYING EQUIPMENT | ELEVATORS | Elevator, electric, 6 stop, 6 op, 250 fpm, 2500 lb | EA | 236313
142100100620 | CONVEYING SYSTEMS | CONVEYING EQUIPMENT | ELEVATORS | Elevator, electric, 6 stop, 6 op, 250 fpm, 3000 lb | EA | 249522
142100100630 | CONVEYING SYSTEMS | CONVEYING EQUIPMENT | ELEVATORS | Elevator, electric, 6 stop, 6 op, 250 fpm, 4000 lb | EA | 255637
142100100650 | CONVEYING SYSTEMS | CONVEYING EQUIPMENT | ELEVATORS | Elevator, electric, 6 stop, 6 op, 300 fpm, 2500 lb | EA | 234110
142100100660 | CONVEYING SYSTEMS | CONVEYING EQUIPMENT | ELEVATORS | Elevator, electric, 6 stop, 6 op, 300 fpm, 3000 lb | EA | 247713
142100100670 | CONVEYING SYSTEMS | CONVEYING EQUIPMENT | ELEVATORS | Elevator, electric, 6 stop, 6 op, 300 fpm, 4000 lb | EA | 250071
142100100680 | CONVEYING SYSTEMS | CONVEYING EQUIPMENT | ELEVATORS | Elevator, electric, 6 stop, 6 op, additional 50 fpm, add per stop | EA | 7180
142100100690 | CONVEYING SYSTEMS | CONVEYING EQUIPMENT | ELEVATORS | Elevator, electric, 6 stop, 6 op, additional 500 lb, add per stop | EA | 9573
142100100700 | CONVEYING SYSTEMS | CONVEYING EQUIPMENT | ELEVATORS | Elevator, electric, 6 stop, 6 op, additional opening, add | EA | 10769
142100100710 | CONVEYING SYSTEMS | CONVEYING EQUIPMENT | ELEVATORS | Elevator, electric, 6 stop, 6 op, additional stop, add | EA | 9573
142100100720 | CONVEYING SYSTEMS | CONVEYING EQUIPMENT | ELEVATORS | Elevator, electric, 6 stop, 6 op, additional bonderized steel door, add | EA | 359
142100100730 | CONVEYING SYSTEMS | CONVEYING EQUIPMENT | ELEVATORS | Elevator, electric, 6 stop, 6 op, additional colored alum door, add | EA | 2034
142100100740 | CONVEYING SYSTEMS | CONVEYING EQUIPMENT | ELEVATORS | Elevator, electric, 6 stop, 6 op, additional stainless steel door, add | EA | 1436
142100100750 | CONVEYING SYSTEMS | CONVEYING EQUIPMENT | ELEVATORS | Elevator, electric, 6 stop, 6 op, additional cast bronze door, add | EA | 2393
142100100760 | CONVEYING SYSTEMS | CONVEYING EQUIPMENT | ELEVATORS | Elevator, electric, 6 stop, 6 op, additional two speed, add | EA | 957
142100100770 | CONVEYING SYSTEMS | CONVEYING EQUIPMENT | ELEVATORS | Elevator, electric, 6 stop, 6 op, additional bi-parting door, add | EA | 2034
142100100780 | CONVEYING SYSTEMS | CONVEYING EQUIPMENT | ELEVATORS | Elevator, electric, 6 stop, 6 op, additional custom cab interior, add | EA | 10769
142100101020 | CONVEYING SYSTEMS | CONVEYING EQUIPMENT | ELEVATORS | Elevator, electric, 8 stop, 8 op, 300 fpm, 3000 lb | EA | 306815
142100101040 | CONVEYING SYSTEMS | CONVEYING EQUIPMENT | ELEVATORS | Elevator, electric, 8 stop, 8 op, 300 fpm, 3500 lb | EA | 311549
142100101060 | CONVEYING SYSTEMS | CONVEYING EQUIPMENT | ELEVATORS | Elevator, electric, 8 stop, 8 op, 300 fpm, 4000 lb | EA | 327319
142100101070 | CONVEYING SYSTEMS | CONVEYING EQUIPMENT | ELEVATORS | Elevator, electric, 8 stop, 8 op, 300 fpm, 5000 lb | EA | 363378
142100101090 | CONVEYING SYSTEMS | CONVEYING EQUIPMENT | ELEVATORS | Elevator, electric, 8 stop, 8 op, 400 fpm, 3000 lb | EA | 321095
142100101100 | CONVEYING SYSTEMS | CONVEYING EQUIPMENT | ELEVATORS | Elevator, electric, 8 stop, 8 op, 400 fpm, 3500 lb | EA | 326539
142100101120 | CONVEYING SYSTEMS | CONVEYING EQUIPMENT | ELEVATORS | Elevator, electric, 8 stop, 8 op, 400 fpm, 4000 lb | EA | 349409
142100101140 | CONVEYING SYSTEMS | CONVEYING EQUIPMENT | ELEVATORS | Elevator, electric, 8 stop, 8 op, 400 fpm, 5000 lb | EA | 397302
142100101160 | CONVEYING SYSTEMS | CONVEYING EQUIPMENT | ELEVATORS | Elevator, electric, 8 stop, 8 op, 600 fpm, 3000 lb | EA | 450156
142100101180 | CONVEYING SYSTEMS | CONVEYING EQUIPMENT | ELEVATORS | Elevator, electric, 8 stop, 8 op, 600 fpm, 3500 lb | EA | 461206
142100101190 | CONVEYING SYSTEMS | CONVEYING EQUIPMENT | ELEVATORS | Elevator, electric, 8 stop, 8 op, 600 fpm, 4000 lb | EA | 466143
142100101200 | CONVEYING SYSTEMS | CONVEYING EQUIPMENT | ELEVATORS | Elevator, electric, 8 stop, 8 op, 600 fpm, 5000 lb | EA | 478980
142100101220 | CONVEYING SYSTEMS | CONVEYING EQUIPMENT | ELEVATORS | Elevator, electric, 8 stop, 8 op, 800 fpm, 3000 lb | EA | 532442
142100101240 | CONVEYING SYSTEMS | CONVEYING EQUIPMENT | ELEVATORS | Elevator, electric, 8 stop, 8 op, 800 fpm, 3500 lb | EA | 538522
142100101260 | CONVEYING SYSTEMS | CONVEYING EQUIPMENT | ELEVATORS | Elevator, electric, 8 stop, 8 op, 800 fpm, 4000 lb | EA | 545037
142100101280 | CONVEYING SYSTEMS | CONVEYING EQUIPMENT | ELEVATORS | Elevator, electric, 8 stop, 8 op, 800 fpm, 5000 lb | EA | 548801
142100101300 | CONVEYING SYSTEMS | CONVEYING EQUIPMENT | ELEVATORS | Elevator, electric, 8 stop, 8 op, additional 100 fpm, add per stop | EA | 29915
142100101310 | CONVEYING SYSTEMS | CONVEYING EQUIPMENT | ELEVATORS | Elevator, electric, 8 stop, 8 op, additional 500 lb, add per stop | EA | 15556
142100101320 | CONVEYING SYSTEMS | CONVEYING EQUIPMENT | ELEVATORS | Elevator, electric, 8 stop, 8 op, additional opening, add | EA | 23932
142100101330 | CONVEYING SYSTEMS | CONVEYING EQUIPMENT | ELEVATORS | Elevator, electric, 8 stop, 8 op, additional stop, add | EA | 10769
142100101340 | CONVEYING SYSTEMS | CONVEYING EQUIPMENT | ELEVATORS | Elevator, electric, 8 stop, 8 op, additional bypass floor, add | EA | 4786
142100101350 | CONVEYING SYSTEMS | CONVEYING EQUIPMENT | ELEVATORS | Elevator, electric, 8 stop, 8 op, additional bonderized steel door, add | EA | 359
142100101360 | CONVEYING SYSTEMS | CONVEYING EQUIPMENT | ELEVATORS | Elevator, electric, 8 stop, 8 op, additional colored alum door, add | EA | 2154
142100101370 | CONVEYING SYSTEMS | CONVEYING EQUIPMENT | ELEVATORS | Elevator, electric, 8 stop, 8 op, additional stainless steel door, add | EA | 1436
142100101380 | CONVEYING SYSTEMS | CONVEYING EQUIPMENT | ELEVATORS | Elevator, electric, 8 stop, 8 op, additional cast bronze door, add | EA | 1436
142100101390 | CONVEYING SYSTEMS | CONVEYING EQUIPMENT | ELEVATORS | Elevator, electric, 8 stop, 8 op, add two speed bi-parting door, add | EA | 2393
142100101400 | CONVEYING SYSTEMS | CONVEYING EQUIPMENT | ELEVATORS | Elevator, electric, 8 stop, 8 op, additional custom cab interior, add | EA | 11966
142100101500 | CONVEYING SYSTEMS | CONVEYING EQUIPMENT | ELEVATORS | Elevator, hydraulic, 3 stops, 3 op, 50 fpm, 2000 lb | EA | 115269
142100101510 | CONVEYING SYSTEMS | CONVEYING EQUIPMENT | ELEVATORS | Elevator, hydraulic, 3 stops, 3 op, 50 fpm, 2500 lb | EA | 123064
142100101520 | CONVEYING SYSTEMS | CONVEYING EQUIPMENT | ELEVATORS | Elevator, hydraulic, 3 stops, 3 op, 50 fpm, 3000 lb | EA | 129834
142100101540 | CONVEYING SYSTEMS | CONVEYING EQUIPMENT | ELEVATORS | Elevator, hydraulic, 3 stops, 3 op, 100 fpm, 2000 lb | EA | 125999
142100101550 | CONVEYING SYSTEMS | CONVEYING EQUIPMENT | ELEVATORS | Elevator, hydraulic, 3 stops, 3 op, 100 fpm, 2500 lb | EA | 132832
142100101560 | CONVEYING SYSTEMS | CONVEYING EQUIPMENT | ELEVATORS | Elevator, hydraulic, 3 stops, 3 op, 100 fpm, 3000 lb | EA | 142044
142100101580 | CONVEYING SYSTEMS | CONVEYING EQUIPMENT | ELEVATORS | Elevator, hydraulic, 3 stops, 3 op, 150 fpm, 2000 lb | EA | 136255
142100101590 | CONVEYING SYSTEMS | CONVEYING EQUIPMENT | ELEVATORS | Elevator, hydraulic, 3 stops, 3 op, 150 fpm, 2500 lb | EA | 149005
142100101600 | CONVEYING SYSTEMS | CONVEYING EQUIPMENT | ELEVATORS | Elevator, hydraulic, 3 stops, 3 op, 150 fpm, 3000 lb | EA | 159552
142100101610 | CONVEYING SYSTEMS | CONVEYING EQUIPMENT | ELEVATORS | Elevator, hyd, 3 stops, 3 op, additional 50 fpm, add per stop | EA | 8376
142100101620 | CONVEYING SYSTEMS | CONVEYING EQUIPMENT | ELEVATORS | Elevator, hyd, 3 stops, 3 op, additional 500 lb, add per stop | EA | 8376
142100101630 | CONVEYING SYSTEMS | CONVEYING EQUIPMENT | ELEVATORS | Elevator, hyd, 3 stops, 3 op, additional op, add | EA | 10171
142100101640 | CONVEYING SYSTEMS | CONVEYING EQUIPMENT | ELEVATORS | Elevator, hyd, 3 stops, 3 op, additional stop, add | EA | 12564
142100101650 | CONVEYING SYSTEMS | CONVEYING EQUIPMENT | ELEVATORS | Elevator, hyd, 3 stops, 3 op, add'l bonderized steel door, add per op | EA | 957
142100101660 | CONVEYING SYSTEMS | CONVEYING EQUIPMENT | ELEVATORS | Elevator, hyd, 3 stops, 3 op, add'l colored alum door, add per op | EA | 3590
142100101670 | CONVEYING SYSTEMS | CONVEYING EQUIPMENT | ELEVATORS | Elevator, hyd, 3 stops, 3 op, add'l stainless steel door, add per op | EA | 1556
142100101680 | CONVEYING SYSTEMS | CONVEYING EQUIPMENT | ELEVATORS | Elevator, hyd, 3 stops, 3 op, add'l cast bronze door, add per op | EA | 2872
142100101690 | CONVEYING SYSTEMS | CONVEYING EQUIPMENT | ELEVATORS | Elevator, hyd, 3 stops, 3 op, additional two speed door, add per op | EA | 957
142100101700 | CONVEYING SYSTEMS | CONVEYING EQUIPMENT | ELEVATORS | Elevator, hyd, 3 stops, 3 op, additional bi-parting door, add per op | EA | 2154
142100101710 | CONVEYING SYSTEMS | CONVEYING EQUIPMENT | ELEVATORS | Elevator, hyd, 3 stops, 3 op, add'l custom cab interior, add per cab | EA | 11966
142100102010 | CONVEYING SYSTEMS | CONVEYING EQUIPMENT | ELEVATORS | Small elevator, 4-6 passenger, electric, 2 stop | EA | 41217
142100102020 | CONVEYING SYSTEMS | CONVEYING EQUIPMENT | ELEVATORS | Small elevator, 4-6 passenger, electric, 3 stop | EA | 51056
142100102030 | CONVEYING SYSTEMS | CONVEYING EQUIPMENT | ELEVATORS | Small elevator, 4-6 passenger, electric, 4 stop | EA | 58003
142100102110 | CONVEYING SYSTEMS | CONVEYING EQUIPMENT | ELEVATORS | Freight elevator, electric, 6 stop, 6 op, 50 fpm, 3500 lb | EA | 292564
142100102120 | CONVEYING SYSTEMS | CONVEYING EQUIPMENT | ELEVATORS | Freight elevator, electric, 6 stop, 6 op, 50 fpm, 4000 lb | EA | 293300
142100102130 | CONVEYING SYSTEMS | CONVEYING EQUIPMENT | ELEVATORS | Freight elevator, electric, 6 stop, 6 op, 50 fpm, 5000 lb | EA | 298943
142100102150 | CONVEYING SYSTEMS | CONVEYING EQUIPMENT | ELEVATORS | Freight elevator, electric, 6 stop, 6 op, 100 fpm, 3500 lb | EA | 306306
142100102160 | CONVEYING SYSTEMS | CONVEYING EQUIPMENT | ELEVATORS | Freight elevator, electric, 6 stop, 6 op, 100 fpm, 4000 lb | EA | 310725
142100102170 | CONVEYING SYSTEMS | CONVEYING EQUIPMENT | ELEVATORS | Freight elevator, electric, 6 stop, 6 op, 100 fpm, 5000 lb | EA | 316726
142100102190 | CONVEYING SYSTEMS | CONVEYING EQUIPMENT | ELEVATORS | Freight elevator, electric, 6 stop, 6 op, 200 fpm, 3500 lb | EA | 305460
142100102200 | CONVEYING SYSTEMS | CONVEYING EQUIPMENT | ELEVATORS | Freight elevator, electric, 6 stop, 6 op, 200 fpm, 4000 lb | EA | 306933
142100102210 | CONVEYING SYSTEMS | CONVEYING EQUIPMENT | ELEVATORS | Freight elevator, electric, 6 stop, 6 op, 200 fpm, 5000 lb | EA | 310715
142100102320 | CONVEYING SYSTEMS | CONVEYING EQUIPMENT | ELEVATORS | Freight elevator, electric, 8 stop, 8 op, 100 fpm, 4000 lb | EA | 295040
142100102330 | CONVEYING SYSTEMS | CONVEYING EQUIPMENT | ELEVATORS | Freight elevator, electric, 8 stop, 8 op, 100 fpm, 6000 lb | EA | 297582
142100102340 | CONVEYING SYSTEMS | CONVEYING EQUIPMENT | ELEVATORS | Freight elevator, electric, 8 stop, 8 op, 100 fpm, 8000 lb | EA | 302980
142100102360 | CONVEYING SYSTEMS | CONVEYING EQUIPMENT | ELEVATORS | Freight elevator, electric, 8 stop, 8 op, 150 fpm, 4000 lb | EA | 299569
142100102370 | CONVEYING SYSTEMS | CONVEYING EQUIPMENT | ELEVATORS | Freight elevator, electric, 8 stop, 8 op, 150 fpm, 6000 lb | EA | 299717
142100102380 | CONVEYING SYSTEMS | CONVEYING EQUIPMENT | ELEVATORS | Freight elevator, electric, 8 stop, 8 op, 150 fpm, 8000 lb | EA | 308876
142100102400 | CONVEYING SYSTEMS | CONVEYING EQUIPMENT | ELEVATORS | Freight elevator, electric, 8 stop, 8 op, 200 fpm, 4000 lb | EA | 301878
142100102410 | CONVEYING SYSTEMS | CONVEYING EQUIPMENT | ELEVATORS | Freight elevator, electric, 8 stop, 8 op, 200 fpm, 6000 lb | EA | 309443
142100102420 | CONVEYING SYSTEMS | CONVEYING EQUIPMENT | ELEVATORS | Freight elevator, electric, 8 stop, 8 op, 200 fpm, 8000 lb | EA | 323029
142100102430 | CONVEYING SYSTEMS | CONVEYING EQUIPMENT | ELEVATORS | Freight elevator, electric, 8 stop, 8 op, additional 50 fpm, add per stop | EA | 4786
142100102440 | CONVEYING SYSTEMS | CONVEYING EQUIPMENT | ELEVATORS | Freight elevator, electric, 8 stop, 8 op, additional 500 lb, add per stop | EA | 1436
142100102450 | CONVEYING SYSTEMS | CONVEYING EQUIPMENT | ELEVATORS | Freight elevator, electric, 8 stop, 8 op, additional opening, add | EA | 16752
142100102460 | CONVEYING SYSTEMS | CONVEYING EQUIPMENT | ELEVATORS | Freight elevator, electric, 8 stop, 8 op, additional stop, add | EA | 14359
142100102510 | CONVEYING SYSTEMS | CONVEYING EQUIPMENT | ELEVATORS | Freight elev, hydr, 3 stop, 3 op, 50 fpm, 3000 lb | EA | 126220
142100102520 | CONVEYING SYSTEMS | CONVEYING EQUIPMENT | ELEVATORS | Freight elev, hydr, 3 stop, 3 op, 50 fpm, 4000 lb | EA | 138095
142100102530 | CONVEYING SYSTEMS | CONVEYING EQUIPMENT | ELEVATORS | Freight elev, hydr, 3 stop, 3 op, 50 fpm, 6000 lb | EA | 160287
142100102550 | CONVEYING SYSTEMS | CONVEYING EQUIPMENT | ELEVATORS | Freight elev, hydr, 3 stop, 3 op, 100 fpm, 3000 lb | EA | 142421
142100102560 | CONVEYING SYSTEMS | CONVEYING EQUIPMENT | ELEVATORS | Freight elev, hydr, 3 stop, 3 op, 100 fpm, 4000 lb | EA | 149878
142100102570 | CONVEYING SYSTEMS | CONVEYING EQUIPMENT | ELEVATORS | Freight elev, hydr, 3 stop, 3 op, 100 fpm, 6000 lb | EA | 176487
142100102590 | CONVEYING SYSTEMS | CONVEYING EQUIPMENT | ELEVATORS | Freight elev, hydr, 3 stop, 3 op, 150 fpm, 3000 lb | EA | 155676
142100102600 | CONVEYING SYSTEMS | CONVEYING EQUIPMENT | ELEVATORS | Freight elev, hydr, 3 stop, 3 op, 150 fpm, 4000 lb | EA | 167551
142100102610 | CONVEYING SYSTEMS | CONVEYING EQUIPMENT | ELEVATORS | Freight elev, hydr, 3 stop, 3 op, 150 fpm, 6000 lb | EA | 191215
142100102620 | CONVEYING SYSTEMS | CONVEYING EQUIPMENT | ELEVATORS | Freight elev, hydr, 3 stop, 3 op, additional 50 fpm, add per stop | EA | 4786
142100102630 | CONVEYING SYSTEMS | CONVEYING EQUIPMENT | ELEVATORS | Freight elev, hydr, 3 stop, 3 op, additional 500 lb, add per stop | EA | 1436
142100102640 | CONVEYING SYSTEMS | CONVEYING EQUIPMENT | ELEVATORS | Freight elev, hydr, 3 stop, 3 op, additional opening, add | EA | 14359
142100102650 | CONVEYING SYSTEMS | CONVEYING EQUIPMENT | ELEVATORS | Freight elev, hydr, 3 stop, 3 op, additional stop, add | EA | 14359
143100101040 | CONVEYING SYSTEMS | ESCALATORS | ESCALATORS | Escalators, 32" wide, floor to floor, 12' high | EA | 205741
143100101050 | CONVEYING SYSTEMS | ESCALATORS | ESCALATORS | Escalators, 32" wide, floor to floor, 15' high | EA | 225419
143100101060 | CONVEYING SYSTEMS | ESCALATORS | ESCALATORS | Escalators, 32" wide, floor to floor, 18' high | EA | 243991
143100101070 | CONVEYING SYSTEMS | ESCALATORS | ESCALATORS | Escalators, 32" wide, floor to floor, 22' high | EA | 244460
143100101080 | CONVEYING SYSTEMS | ESCALATORS | ESCALATORS | Escalators, 32" wide, floor to floor, 25' high | EA | 278540
143100101090 | CONVEYING SYSTEMS | ESCALATORS | ESCALATORS | Escalators, 48" wide, floor to floor, 12' high | EA | 228751
143100101100 | CONVEYING SYSTEMS | ESCALATORS | ESCALATORS | Escalators, 48" wide, floor to floor, 15' high | EA | 250362
143100101120 | CONVEYING SYSTEMS | ESCALATORS | ESCALATORS | Escalators, 48" wide, floor to floor, 18' high | EA | 270332
143100101130 | CONVEYING SYSTEMS | ESCALATORS | ESCALATORS | Escalators, 48" wide, floor to floor, 22' high | EA | 304809
143100101140 | CONVEYING SYSTEMS | ESCALATORS | ESCALATORS | Escalators, 48" wide, floor to floor, 25' high | EA | 326126
144100101020 | CONVEYING SYSTEMS | LIFTS | PERSONNEL LIFTS | Personel lift, electric, 1-2 person, 3 stop | EA | 13752
144100101040 | CONVEYING SYSTEMS | LIFTS | PERSONNEL LIFTS | Personel lift, electric, 1-2 person, 5 stops | EA | 21442
144100101060 | CONVEYING SYSTEMS | LIFTS | PERSONNEL LIFTS | Personel lift, electric, 1-2 person, 7 stops | EA | 24990
144100102000 | CONVEYING SYSTEMS | LIFTS | PERSONNEL LIFTS | Personel lift, electric, 1-2 person, additional stop, add | EA | 2992
144100103020 | CONVEYING SYSTEMS | LIFTS | PERSONNEL LIFTS | Residential stair climber, per story | EA | 7073
144100103030 | CONVEYING SYSTEMS | LIFTS | PERSONNEL LIFTS | Residential stair climber, per story, curved | EA | 14309
144200101000 | CONVEYING SYSTEMS | WHEELCHAIR LIFTS | WHEELCHAIR LIFTS | Wheelchair lifts, 600 lb. residential | EA | 8409
144200101001 | CONVEYING SYSTEMS | WHEELCHAIR LIFTS | WHEELCHAIR LIFTS | Wheelchair lifts, 600 lb. commercial | EA | 18753
144500101020 | CONVEYING SYSTEMS | VEHICLE LIFTS | VEHICLE LIFTS | Auto hoist, 1 post, semi-hydraulic, 8000 lb | EA | 8099
144500101040 | CONVEYING SYSTEMS | VEHICLE LIFTS | VEHICLE LIFTS | Auto hoist, 1 post, full hydraulic, 8000 lb | EA | 8245
144500101060 | CONVEYING SYSTEMS | VEHICLE LIFTS | VEHICLE LIFTS | Auto hoist, 2 post, semi-hydraulic, 10000 lb | EA | 9968
144500101080 | CONVEYING SYSTEMS | VEHICLE LIFTS | VEHICLE LIFTS | Auto hoist, 2 post, full hydraulic, 10000 lb | EA | 10842
144500101100 | CONVEYING SYSTEMS | VEHICLE LIFTS | VEHICLE LIFTS | Auto hoist, 2 post, full hydraulic, 13000 lb | EA | 16060
144500101120 | CONVEYING SYSTEMS | VEHICLE LIFTS | VEHICLE LIFTS | Auto hoist, 2 post, full hydraulic, 18500 lb | EA | 20423
144500101140 | CONVEYING SYSTEMS | VEHICLE LIFTS | VEHICLE LIFTS | Auto hoist, 2 post, full hydraulic, 24000 lb | EA | 25166
144500101160 | CONVEYING SYSTEMS | VEHICLE LIFTS | VEHICLE LIFTS | Auto hoist, 2 post, full hydraulic, 26000 lb | EA | 24729
144500101180 | CONVEYING SYSTEMS | VEHICLE LIFTS | VEHICLE LIFTS | Pneumatic hoist, full hydraulic, 11000 lb | EA | 19568
144500101200 | CONVEYING SYSTEMS | VEHICLE LIFTS | VEHICLE LIFTS | Pneumatic hoist, full hydraulic, 24000 lb | EA | 25905
149100101030 | CONVEYING SYSTEMS | MATERIAL HANDLING | CHUTES | Linen chutes, stainless steel, w/supports, 18" dia | LF | 190
149100101040 | CONVEYING SYSTEMS | MATERIAL HANDLING | CHUTES | Linen chutes, stainless steel, w/supports, 24" dia | LF | 236
149100101050 | CONVEYING SYSTEMS | MATERIAL HANDLING | CHUTES | Linen chutes, stainless steel, w/supports, 30" dia | LF | 253
149100101060 | CONVEYING SYSTEMS | MATERIAL HANDLING | CHUTES | Linen chutes, hopper | EA | 3029
149100101070 | CONVEYING SYSTEMS | MATERIAL HANDLING | CHUTES | Linen chutes, skylight | EA | 1888
149100101080 | CONVEYING SYSTEMS | MATERIAL HANDLING | CHUTES | Linen chutes, sprinkler unit at top | EA | 772
149200101020 | CONVEYING SYSTEMS | PNEUMATIC TUBE SYSTEMS | PNEUMATIC SYSTEMS | Pneumatic message tube, 20 station, 3" round | EA | 57096
149200101040 | CONVEYING SYSTEMS | PNEUMATIC TUBE SYSTEMS | PNEUMATIC SYSTEMS | Pneumatic message tube, 20 station, 4" round | EA | 70894
149200101060 | CONVEYING SYSTEMS | PNEUMATIC TUBE SYSTEMS | PNEUMATIC SYSTEMS | Pneumatic message tube, 20 station, 6" round | EA | 116594
149200101080 | CONVEYING SYSTEMS | PNEUMATIC TUBE SYSTEMS | PNEUMATIC SYSTEMS | Pneumatic message tube, 20 station, 4"x 7" oval | EA | 129727
149200105020 | CONVEYING SYSTEMS | PNEUMATIC TUBE SYSTEMS | PNEUMATIC SYSTEMS | Trash and linen tube system, 10 stations | EA | 50912
149200105030 | CONVEYING SYSTEMS | PNEUMATIC TUBE SYSTEMS | PNEUMATIC SYSTEMS | Trash and linen tube system, 15 stations | EA | 65218
149200105040 | CONVEYING SYSTEMS | PNEUMATIC TUBE SYSTEMS | PNEUMATIC SYSTEMS | Trash and linen tube system, 20 stations | EA | 82731
149200105060 | CONVEYING SYSTEMS | PNEUMATIC TUBE SYSTEMS | PNEUMATIC SYSTEMS | Trash and linen tube system, 30 stations | EA | 104398
211116001000 | GENERAL | FACILITY FIRE-SUPPRESSION WATER-SERVICE PIPING | HYDRANTS | Wall hydrant, 8" thick | EA | 549
211116001020 | GENERAL | FACILITY FIRE-SUPPRESSION WATER-SERVICE PIPING | HYDRANTS | Wall hydrant, 12" thick | EA | 651
211116001040 | GENERAL | FACILITY FIRE-SUPPRESSION WATER-SERVICE PIPING | HYDRANTS | Wall hydrant, 18" thick | EA | 708
211116001060 | GENERAL | FACILITY FIRE-SUPPRESSION WATER-SERVICE PIPING | HYDRANTS | Wall hydrant, 24" thick | EA | 787
211116001080 | GENERAL | FACILITY FIRE-SUPPRESSION WATER-SERVICE PIPING | HYDRANTS | Ground hydrant, 2' deep | EA | 856
211116001100 | GENERAL | FACILITY FIRE-SUPPRESSION WATER-SERVICE PIPING | HYDRANTS | Ground hydrant, 4' deep | EA | 987
211116001120 | GENERAL | FACILITY FIRE-SUPPRESSION WATER-SERVICE PIPING | HYDRANTS | Ground hydrant, 6' deep | EA | 1124
211116001140 | GENERAL | FACILITY FIRE-SUPPRESSION WATER-SERVICE PIPING | HYDRANTS | Ground hydrant, 8' deep | EA | 1313
211300100120 | GENERAL | FIRE PROTECTION | WET SPRINKLER SYSTEM | Sprinkler head, 212 deg, brass, exposed piping | EA | 51.98
211300100140 | GENERAL | FIRE PROTECTION | WET SPRINKLER SYSTEM | Sprinkler head, 212 deg, chrome, cocealed piping | EA | 69.29
211300100160 | GENERAL | FIRE PROTECTION | WET SPRINKLER SYSTEM | Water motor alarm | EA | 521
211300100180 | GENERAL | FIRE PROTECTION | WET SPRINKLER SYSTEM | Fire department inlet connection | EA | 446
211300100190 | GENERAL | FIRE PROTECTION | WET SPRINKLER SYSTEM | Wall plate for fire dept connection | EA | 201
211300100220 | GENERAL | FIRE PROTECTION | WET SPRINKLER SYSTEM | Swing check valve flanged iron body, 4" | EA | 649
211300100240 | GENERAL | FIRE PROTECTION | WET SPRINKLER SYSTEM | Check valve, 6" | EA | 1597
211300100280 | GENERAL | FIRE PROTECTION | WET SPRINKLER SYSTEM | Wet pipe valve, flange to groove, 4" | EA | 1094
211300100300 | GENERAL | FIRE PROTECTION | WET SPRINKLER SYSTEM | Wet pipe valve, flange to flange, 6" | EA | 1486
211300100320 | GENERAL | FIRE PROTECTION | WET SPRINKLER SYSTEM | Wet pipe valve, flange to flange, 8" | EA | 2655
211300100400 | GENERAL | FIRE PROTECTION | WET SPRINKLER SYSTEM | Alarm valve, flange to flange, (wet valve), 4" | EA | 1628
211300100420 | GENERAL | FIRE PROTECTION | WET SPRINKLER SYSTEM | Alarm valve, flange to flange, (wet valve), 8" | EA | 3167
211300100800 | GENERAL | FIRE PROTECTION | WET SPRINKLER SYSTEM | Inspector's test connection | EA | 145
211300101000 | GENERAL | FIRE PROTECTION | WET SPRINKLER SYSTEM | Wall hydrant, polished brass, 2-1/2"x 2-1/2", single | EA | 539
211300101020 | GENERAL | FIRE PROTECTION | WET SPRINKLER SYSTEM | Wall hydrant, polished brass, 2-1/2"x 2-1/2", 2-way | EA | 1122
211300101040 | GENERAL | FIRE PROTECTION | WET SPRINKLER SYSTEM | Wall hydrant, polished brass, 2-1/2"x 2-1/2", 3-way | EA | 2233
211300102080 | GENERAL | FIRE PROTECTION | WET SPRINKLER SYSTEM | Wet valve trim, incl retard chamber & gages, 4"-6" | EA | 819
211300102100 | GENERAL | FIRE PROTECTION | WET SPRINKLER SYSTEM | Retard pressure switch for wet systems | EA | 1475
211300102500 | GENERAL | FIRE PROTECTION | WET SPRINKLER SYSTEM | Air maintenance device | EA | 463
211300102600 | GENERAL | FIRE PROTECTION | WET SPRINKLER SYSTEM | Addressable monitor module, 2 wire | EA | 270
211300108000 | GENERAL | FIRE PROTECTION | WET SPRINKLER SYSTEM | Wall hydrant non-freeze, 8" thick wall, vacuum brkr | EA | 96.03
211300108020 | GENERAL | FIRE PROTECTION | WET SPRINKLER SYSTEM | Wall hydrant non-freeze, 12" thick wall, vacuum brkr | EA | 101
212100101000 | GENERAL | CARBON-DIOXIDE FIRE EXTINGUISHING SYSTEMS | CO2 SYSTEM | CO2 system, high pr, 75# cylinder with valve assy | EA | 2836
212100101020 | GENERAL | CARBON-DIOXIDE FIRE EXTINGUISHING SYSTEMS | CO2 SYSTEM | CO2 system, high pr, storage rack | EA | 1547
212100101040 | GENERAL | CARBON-DIOXIDE FIRE EXTINGUISHING SYSTEMS | CO2 SYSTEM | CO2 system, high pr, manifold | EA | 1671
212100101060 | GENERAL | CARBON-DIOXIDE FIRE EXTINGUISHING SYSTEMS | CO2 SYSTEM | CO2 system, high pr, flexible loops | EA | 95.5
212100101080 | GENERAL | CARBON-DIOXIDE FIRE EXTINGUISHING SYSTEMS | CO2 SYSTEM | CO2 system, high pr, beam scale for cylinders | EA | 853
212100101090 | GENERAL | CARBON-DIOXIDE FIRE EXTINGUISHING SYSTEMS | CO2 SYSTEM | CO2 system, high pr, mech control head | EA | 654
212100101100 | GENERAL | CARBON-DIOXIDE FIRE EXTINGUISHING SYSTEMS | CO2 SYSTEM | CO2 system, high pr, elec control head | EA | 654
212100101120 | GENERAL | CARBON-DIOXIDE FIRE EXTINGUISHING SYSTEMS | CO2 SYSTEM | CO2 system, high pr, stop valves | EA | 1594
212100101140 | GENERAL | CARBON-DIOXIDE FIRE EXTINGUISHING SYSTEMS | CO2 SYSTEM | CO2 system, high pr, check valves | EA | 791
212100101160 | GENERAL | CARBON-DIOXIDE FIRE EXTINGUISHING SYSTEMS | CO2 SYSTEM | CO2 system, high pr, activation station | EA | 878
212100101180 | GENERAL | CARBON-DIOXIDE FIRE EXTINGUISHING SYSTEMS | CO2 SYSTEM | CO2 system, high pr, nozzles | EA | 208
212100101200 | GENERAL | CARBON-DIOXIDE FIRE EXTINGUISHING SYSTEMS | CO2 SYSTEM | CO2 system, high pr, hose reel with 75' of 3/4" hose | EA | 5201
212100101220 | GENERAL | CARBON-DIOXIDE FIRE EXTINGUISHING SYSTEMS | CO2 SYSTEM | CO2 system, high pr, main/reserve transfer switch | EA | 5680
212100101240 | GENERAL | CARBON-DIOXIDE FIRE EXTINGUISHING SYSTEMS | CO2 SYSTEM | CO2 system, high pr, pressure switch for | EA | 575
212100101260 | GENERAL | CARBON-DIOXIDE FIRE EXTINGUISHING SYSTEMS | CO2 SYSTEM | CO2 system, high pr, heat responsive device | EA | 926
212100101280 | GENERAL | CARBON-DIOXIDE FIRE EXTINGUISHING SYSTEMS | CO2 SYSTEM | CO2 system, high pr, battery and charger | EA | 4875
212100102020 | GENERAL | CARBON-DIOXIDE FIRE EXTINGUISHING SYSTEMS | CO2 SYSTEM | CO2 system, low pr, battery and charger | EA | 4875
212100102040 | GENERAL | CARBON-DIOXIDE FIRE EXTINGUISHING SYSTEMS | CO2 SYSTEM | CO2 system, low pr, pressure switch | EA | 536
212100102060 | GENERAL | CARBON-DIOXIDE FIRE EXTINGUISHING SYSTEMS | CO2 SYSTEM | CO2 system, low pr, nozzles | EA | 215
212100102080 | GENERAL | CARBON-DIOXIDE FIRE EXTINGUISHING SYSTEMS | CO2 SYSTEM | CO2 system, low pr, master selector valve | EA | 525
212100102100 | GENERAL | CARBON-DIOXIDE FIRE EXTINGUISHING SYSTEMS | CO2 SYSTEM | CO2 system, low pr, selector valve | EA | 5680
212100102120 | GENERAL | CARBON-DIOXIDE FIRE EXTINGUISHING SYSTEMS | CO2 SYSTEM | CO2 system, low pr, hose reel with 75' of 3/4" hose | EA | 7313
212100102140 | GENERAL | CARBON-DIOXIDE FIRE EXTINGUISHING SYSTEMS | CO2 SYSTEM | CO2 system, low pr, tank fill lines | EA | 1664
212100102160 | GENERAL | CARBON-DIOXIDE FIRE EXTINGUISHING SYSTEMS | CO2 SYSTEM | CO2 system, low pr, activation stations | EA | 851
212100102180 | GENERAL | CARBON-DIOXIDE FIRE EXTINGUISHING SYSTEMS | CO2 SYSTEM | CO2 system, low pr, electro manual pilot panels | EA | 1665
212400100100 | GENERAL | DRY CHEMICAL FIRE EXTINGUISHING SYSTEMS | DRY SPRINKLER SYSTEM | Dry pipe valve, flange to flange, 4" | EA | 2432
212400100120 | GENERAL | DRY CHEMICAL FIRE EXTINGUISHING SYSTEMS | DRY SPRINKLER SYSTEM | Dry pipe valve, flange to flange, 6" | EA | 3045
212400100140 | GENERAL | DRY CHEMICAL FIRE EXTINGUISHING SYSTEMS | DRY SPRINKLER SYSTEM | Trim, 4" and 6", includes gauges | EA | 944
212400100160 | GENERAL | DRY CHEMICAL FIRE EXTINGUISHING SYSTEMS | DRY SPRINKLER SYSTEM | Field testing and flushing | EA | 747
212400100180 | GENERAL | DRY CHEMICAL FIRE EXTINGUISHING SYSTEMS | DRY SPRINKLER SYSTEM | Disinfection | EA | 747
212400100200 | GENERAL | DRY CHEMICAL FIRE EXTINGUISHING SYSTEMS | DRY SPRINKLER SYSTEM | Pressure switch double circuit, open/close contacts | EA | 644
212400100220 | GENERAL | DRY CHEMICAL FIRE EXTINGUISHING SYSTEMS | DRY SPRINKLER SYSTEM | Low air, supervisory unit | EA | 1512
212400100240 | GENERAL | DRY CHEMICAL FIRE EXTINGUISHING SYSTEMS | DRY SPRINKLER SYSTEM | Low air, pressure switch | EA | 508
220523600800 | PLUMBING | BASIC MATERIALS | VALVES | Gate valve, 125 lb, bronze, soldered, 1/2" | EA | 66.14
220523601000 | PLUMBING | BASIC MATERIALS | VALVES | Gate valve, 125 lb, bronze, soldered, 3/4" | EA | 74.69
220523601010 | PLUMBING | BASIC MATERIALS | VALVES | Gate valve, 125 lb, bronze, soldered, 1" | EA | 94.27
220523601030 | PLUMBING | BASIC MATERIALS | VALVES | Gate valve, 125 lb, bronze, soldered, 1-1/2" | EA | 148
220523601040 | PLUMBING | BASIC MATERIALS | VALVES | Gate valve, 125 lb, bronze, soldered, 2" | EA | 202
220523601050 | PLUMBING | BASIC MATERIALS | VALVES | Gate valve, 125 lb, bronze, soldered, 2-1/2" | EA | 419
220523601058 | PLUMBING | BASIC MATERIALS | VALVES | Gate valve, 125 lb, bronze, threaded, 1/4", 125 lb | EA | 73.27
220523601060 | PLUMBING | BASIC MATERIALS | VALVES | Gate valve, 125 lb, bronze, threaded, 1/2", 125 lb | EA | 71.75
220523601075 | PLUMBING | BASIC MATERIALS | VALVES | Gate valve, 125 lb, bronze, threaded, 1/2", 300 lb | EA | 126
220523601083 | PLUMBING | BASIC MATERIALS | VALVES | Gate valve, 125 lb, bronze, threaded, 3/4", 125 lb | EA | 77.84
220523601088 | PLUMBING | BASIC MATERIALS | VALVES | Gate valve, 125 lb, bronze, threaded, 3/4", 300 lb | EA | 144
220523601091 | PLUMBING | BASIC MATERIALS | VALVES | Gate valve, 125 lb, bronze, threaded, 1", 125 lb | EA | 90.31
220523601098 | PLUMBING | BASIC MATERIALS | VALVES | Gate valve, 125 lb, bronze, threaded, 1", 300 lb | EA | 197
220523601100 | PLUMBING | BASIC MATERIALS | VALVES | Gate valve, 125 lb, bronze, threaded, 1-1/2", 125 lb | EA | 139
220523601115 | PLUMBING | BASIC MATERIALS | VALVES | Gate valve, 125 lb, bronze, threaded, 1-1/2", 300 lb | EA | 327
220523601118 | PLUMBING | BASIC MATERIALS | VALVES | Gate valve, 125 lb, bronze, threaded, 2", 125 lb | EA | 191
220523601122 | PLUMBING | BASIC MATERIALS | VALVES | Gate valve, 125 lb, bronze, threaded, 2", 300 lb | EA | 421
220523601124 | PLUMBING | BASIC MATERIALS | VALVES | Gate valve, 125 lb, cast iron, flanged, 2", 150 lb | EA | 567
220523601126 | PLUMBING | BASIC MATERIALS | VALVES | Gate valve, 125 lb, cast iron, flanged, 2-1/2", 125 lb | EA | 551
220523601128 | PLUMBING | BASIC MATERIALS | VALVES | Gate valve, 125 lb, cast iron, flanged, 2-1/2", 250 lb | EA | 1381
220523601132 | PLUMBING | BASIC MATERIALS | VALVES | Gate valve, 125 lb, cast iron, flanged, 3", 125 lb | EA | 658
220523601134 | PLUMBING | BASIC MATERIALS | VALVES | Gate valve, 125 lb, cast iron, flanged, 3", 250 lb | EA | 1289
220523601138 | PLUMBING | BASIC MATERIALS | VALVES | Gate valve, 125 lb, cast iron, flanged, 4", 125 lb | EA | 881
220523601140 | PLUMBING | BASIC MATERIALS | VALVES | Gate valve, 125 lb, cast iron, flanged, 4", 250 lb | EA | 1742
220523601148 | PLUMBING | BASIC MATERIALS | VALVES | Gate valve, 125 lb, cast iron, flanged, 6", 125 lb | EA | 1563
220523601150 | PLUMBING | BASIC MATERIALS | VALVES | Gate valve, 125 lb, cast iron, flanged, 6", 250 lb | EA | 3408
220523601152 | PLUMBING | BASIC MATERIALS | VALVES | Gate valve, 125 lb, cast iron, flanged, 8", 125 lb | EA | 2423
220523601154 | PLUMBING | BASIC MATERIALS | VALVES | Gate valve, 125 lb, cast iron, flanged, 8", 250 lb | EA | 6481
220523601170 | PLUMBING | BASIC MATERIALS | VALVES | Gate valve, 125 lb, OS&Y, flanged, 2", 125 lb | EA | 526
220523601180 | PLUMBING | BASIC MATERIALS | VALVES | Gate valve, 125 lb, OS&Y, flanged, 2", 250 lb | EA | 1267
220523601190 | PLUMBING | BASIC MATERIALS | VALVES | Gate valve, 125 lb, OS&Y, flanged, 2-1/2", 125 lb | EA | 542
220523601200 | PLUMBING | BASIC MATERIALS | VALVES | Gate valve, 125 lb, OS&Y, flanged, 2 1/2", 250 lb | EA | 1563
220523601210 | PLUMBING | BASIC MATERIALS | VALVES | Gate valve, 125 lb, OS&Y, flanged, 3", 125 lb | EA | 613
220523601215 | PLUMBING | BASIC MATERIALS | VALVES | Gate valve, 125 lb, OS&Y, flanged, 3", 250 lb | EA | 1620
220523601220 | PLUMBING | BASIC MATERIALS | VALVES | Gate valve, 125 lb, OS&Y, flanged, 4", 125 lb | EA | 842
220523601225 | PLUMBING | BASIC MATERIALS | VALVES | Gate valve, 125 lb, OS&Y, flanged, 4", 250 lb | EA | 2485
220523601228 | PLUMBING | BASIC MATERIALS | VALVES | Gate valve, 125 lb, OS&Y, flanged, 6", 125 lb | EA | 1339
220523601230 | PLUMBING | BASIC MATERIALS | VALVES | Gate valve, 125 lb, OS&Y, flanged, 6", 250 lb | EA | 3884
220523604000 | PLUMBING | BASIC MATERIALS | VALVES | Ball valve, bronze, 250 lb, threaded, 1/2" | EA | 56.28
220523604010 | PLUMBING | BASIC MATERIALS | VALVES | Ball valve, bronze, 250 lb, threaded, 3/4" | EA | 66.39
220523604020 | PLUMBING | BASIC MATERIALS | VALVES | Ball valve, bronze, 250 lb, threaded, 1" | EA | 83.58
220523604030 | PLUMBING | BASIC MATERIALS | VALVES | Ball valve, bronze, 250 lb, threaded, 1-1/4" | EA | 106
220523604040 | PLUMBING | BASIC MATERIALS | VALVES | Ball valve, bronze, 250 lb, threaded, 1-1/2" | EA | 146
220523604050 | PLUMBING | BASIC MATERIALS | VALVES | Ball valve, bronze, 250 lb, threaded, 2" | EA | 166
220523605000 | PLUMBING | BASIC MATERIALS | VALVES | Angle valve, bronze, 150 lb, threaded, 1/2" | EA | 137
220523605010 | PLUMBING | BASIC MATERIALS | VALVES | Angle valve, bronze, 150 lb, threaded, 3/4" | EA | 178
220523605020 | PLUMBING | BASIC MATERIALS | VALVES | Angle valve, bronze, 150 lb, threaded, 1" | EA | 242
220523605030 | PLUMBING | BASIC MATERIALS | VALVES | Angle valve, bronze, 150 lb, threaded, 1-1/4" | EA | 311
220523605040 | PLUMBING | BASIC MATERIALS | VALVES | Angle valve, bronze, 150 lb, threaded, 1-1/2" | EA | 400
220523606000 | PLUMBING | BASIC MATERIALS | VALVES | Balancing valve, w/meter conn, circuit setter, 1/2" | EA | 135
220523606010 | PLUMBING | BASIC MATERIALS | VALVES | Balancing valve, w/meter conn, circuit setter, 3/4" | EA | 145
220523606020 | PLUMBING | BASIC MATERIALS | VALVES | Balancing valve, w/meter conn, circuit setter, 1" | EA | 178
220523606030 | PLUMBING | BASIC MATERIALS | VALVES | Balancing valve, w/meter conn, circuit setter, 1-1/4" | EA | 236
220523606040 | PLUMBING | BASIC MATERIALS | VALVES | Balancing valve, w/meter conn, circuit setter, 1-1/2" | EA | 286
220523606050 | PLUMBING | BASIC MATERIALS | VALVES | Balancing valve, w/meter conn, circuit setter, 2" | EA | 394
220523606060 | PLUMBING | BASIC MATERIALS | VALVES | Balancing valve, w/meter conn, circuit setter, 2-1/2" | EA | 715
220523606070 | PLUMBING | BASIC MATERIALS | VALVES | Balancing valve, w/meter conn, circuit setter, 3" | EA | 1030
220523606080 | PLUMBING | BASIC MATERIALS | VALVES | Balancing valve, w/meter conn, circuit setter, 4" | EA | 1441
220523608120 | PLUMBING | BASIC MATERIALS | VALVES | Pres reducing valve, bronze, threaded, 250 lb, 1/2" | EA | 256
220523608140 | PLUMBING | BASIC MATERIALS | VALVES | Pres reducing valve, bronze, threaded, 250 lb, 3/4" | EA | 256
220523608200 | PLUMBING | BASIC MATERIALS | VALVES | Pressure reducing valve, bronze, threaded, 250 lb, 1" | EA | 369
220523608210 | PLUMBING | BASIC MATERIALS | VALVES | Pres reducing valve, bronze, threaded, 250 lb, 1-1/4" | EA | 510
220523608220 | PLUMBING | BASIC MATERIALS | VALVES | Pres reducing valve, bronze, threaded, 250 lb, 1-1/2" | EA | 594
220523608230 | PLUMBING | BASIC MATERIALS | VALVES | Pressure regulating valve, bronze, class 300, 1" | EA | 801
220523608240 | PLUMBING | BASIC MATERIALS | VALVES | Pressure regulating valve, bronze, class 300, 1-1/2" | EA | 1067
220523608250 | PLUMBING | BASIC MATERIALS | VALVES | Pressure regulating valve, bronze, class 300, 2" | EA | 1221
220523608260 | PLUMBING | BASIC MATERIALS | VALVES | Pressure regulating valve, bronze, class 300, 3" | EA | 1406
220523608270 | PLUMBING | BASIC MATERIALS | VALVES | Pressure regulating valve, bronze, class 300, 4" | EA | 1777
220523608280 | PLUMBING | BASIC MATERIALS | VALVES | Pressure regulating valve, bronze, class 300, 5" | EA | 2647
220523608290 | PLUMBING | BASIC MATERIALS | VALVES | Pressure regulating valve, bronze, class 300, 6" | EA | 2761
220523608500 | PLUMBING | BASIC MATERIALS | VALVES | Solar water temp regulating valve, 3/4" | EA | 847
220523608510 | PLUMBING | BASIC MATERIALS | VALVES | Solar water temp regulating valve, 1" | EA | 875
220523608520 | PLUMBING | BASIC MATERIALS | VALVES | Solar water temp regulating valve, 1-1/4" | EA | 951
220523608530 | PLUMBING | BASIC MATERIALS | VALVES | Solar water temp regulating valve, 1-1/2" | EA | 1057
220523608540 | PLUMBING | BASIC MATERIALS | VALVES | Solar water temp regulating valve, 2" | EA | 1299
220523608550 | PLUMBING | BASIC MATERIALS | VALVES | Solar water temp regulating valve, 2-1/2" | EA | 2434
220523609000 | PLUMBING | BASIC MATERIALS | VALVES | Tempering valve, threaded, 3/4" | EA | 502
220523609010 | PLUMBING | BASIC MATERIALS | VALVES | Tempering valve, threaded, 1" | EA | 635
220523609020 | PLUMBING | BASIC MATERIALS | VALVES | Tempering valve, threaded, 1-1/4" | EA | 928
220523609030 | PLUMBING | BASIC MATERIALS | VALVES | Tempering valve, threaded, 1-1/2" | EA | 1056
220523609040 | PLUMBING | BASIC MATERIALS | VALVES | Tempering valve, threaded, 2" | EA | 1441
220523609050 | PLUMBING | BASIC MATERIALS | VALVES | Tempering valve, threaded, 2-1/2" | EA | 2411
220523609060 | PLUMBING | BASIC MATERIALS | VALVES | Tempering valve, threaded, 3" | EA | 3182
220523609070 | PLUMBING | BASIC MATERIALS | VALVES | Tempering valve, threaded, 4" | EA | 6312
220523609200 | PLUMBING | BASIC MATERIALS | VALVES | Thermostatic mixing valve, threaded, 1/2" | EA | 165
220523609210 | PLUMBING | BASIC MATERIALS | VALVES | Thermostatic mixing valve, threaded, 3/4" | EA | 169
220523609220 | PLUMBING | BASIC MATERIALS | VALVES | Thermostatic mixing valve, threaded, 1" | EA | 523
220523609230 | PLUMBING | BASIC MATERIALS | VALVES | Thermostatic mixing valve, threaded, 1-1/2" | EA | 589
220523609240 | PLUMBING | BASIC MATERIALS | VALVES | Thermostatic mixing valve, threaded, 2" | EA | 734
220523609250 | PLUMBING | BASIC MATERIALS | VALVES | Thermostatic mixing valve, sweat connection, 1/2" | EA | 141
220523609260 | PLUMBING | BASIC MATERIALS | VALVES | Thermostatic mixing valve, sweat connection, 3/4" | EA | 172
220523609270 | PLUMBING | BASIC MATERIALS | VALVES | Mixing valve, sweat connection, 1/2" | EA | 112
220523609280 | PLUMBING | BASIC MATERIALS | VALVES | Mixing valve, sweat connection, 3/4" | EA | 115
220523609500 | PLUMBING | BASIC MATERIALS | VALVES | Liquid level gauge, aluminum body, 3/4" | EA | 435
220523609510 | PLUMBING | BASIC MATERIALS | VALVES | Liquid level gauge, 125 psi, pvc body, 3/4" | EA | 508
220523609530 | PLUMBING | BASIC MATERIALS | VALVES | Liquid level gauge, 150 psi, crs body, 3/4" | EA | 411
220523609540 | PLUMBING | BASIC MATERIALS | VALVES | Liquid level gauge, 150 psi, crs body, 1" | EA | 447
220523609560 | PLUMBING | BASIC MATERIALS | VALVES | Liquid level gauge, 175 psi, bronze body, 1/2" | EA | 794
220529100200 | PLUMBING | BASIC MATERIALS | PIPE HANGERS, HEAVY | Hanger, 1/2" pipe, clevis pipe hanger, black steel | EA | 31.77
220529100210 | PLUMBING | BASIC MATERIALS | PIPE HANGERS, HEAVY | Hanger, 1/2" pipe, clevis pipe hanger, galvanized | EA | 32.72
220529100230 | PLUMBING | BASIC MATERIALS | PIPE HANGERS, HEAVY | Hanger, 1/2" pipe, U bolt | EA | 10.72
220529100300 | PLUMBING | BASIC MATERIALS | PIPE HANGERS, HEAVY | Hanger, 3/4" pipe, clevis pipe hanger, black steel | EA | 31.81
220529100310 | PLUMBING | BASIC MATERIALS | PIPE HANGERS, HEAVY | Hanger, 3/4" pipe, clevis pipe hanger, galvanized | EA | 32.78
220529100400 | PLUMBING | BASIC MATERIALS | PIPE HANGERS, HEAVY | Hanger, 1" pipe, clevis pipe hanger, black steel | EA | 31.87
220529100410 | PLUMBING | BASIC MATERIALS | PIPE HANGERS, HEAVY | Hanger, 1" pipe, clevis pipe hanger, galvanized | EA | 32.99
220529100700 | PLUMBING | BASIC MATERIALS | PIPE HANGERS, HEAVY | Hanger, 2" pipe, clevis pipe hanger, black steel | EA | 32.56
220529100705 | PLUMBING | BASIC MATERIALS | PIPE HANGERS, HEAVY | Hanger, 2" pipe, clevis pipe hanger, galvanized | EA | 34.27
220529100900 | PLUMBING | BASIC MATERIALS | PIPE HANGERS, HEAVY | Hanger, 3" pipe, clevis pipe hanger, black steel | EA | 35.12
220529100910 | PLUMBING | BASIC MATERIALS | PIPE HANGERS, HEAVY | Hanger, 3" pipe, clevis pipe hanger, galvanized | EA | 39.01
220529101100 | PLUMBING | BASIC MATERIALS | PIPE HANGERS, HEAVY | Hanger, 4" pipe, clevis pipe hanger, black steel | EA | 36.29
220529101110 | PLUMBING | BASIC MATERIALS | PIPE HANGERS, HEAVY | Hanger, 4" pipe, clevis pipe hanger, galvanized | EA | 41.3
220529101320 | PLUMBING | BASIC MATERIALS | PIPE HANGERS, HEAVY | Hanger, 6" pipe, clevis pipe hanger, black steel | EA | 46.06
220529101330 | PLUMBING | BASIC MATERIALS | PIPE HANGERS, HEAVY | Hanger, 6" pipe, clevis pipe hanger, galvanized | EA | 56.49
220529101580 | PLUMBING | BASIC MATERIALS | PIPE HANGERS, HEAVY | Hanger, 12" pipe, clevis pipe hanger, black steel | EA | 71.99
220529101590 | PLUMBING | BASIC MATERIALS | PIPE HANGERS, HEAVY | Hanger, 12" pipe, clevis pipe hanger, galvanized | EA | 89.3
220529108010 | PLUMBING | BASIC MATERIALS | PIPE HANGERS, HEAVY | Threaded rod, galvanized, 3/8" | LF | 1.14
220529108020 | PLUMBING | BASIC MATERIALS | PIPE HANGERS, HEAVY | Threaded rod, galvanized, 1/2" | LF | 2.25
220529108070 | PLUMBING | BASIC MATERIALS | PIPE HANGERS, HEAVY | Hex nuts, galvanized, 3/8" | EA | 0.23
220529108080 | PLUMBING | BASIC MATERIALS | PIPE HANGERS, HEAVY | Hex nuts, galvanized, 1/2" | EA | 0.48
220529108210 | PLUMBING | BASIC MATERIALS | PIPE HANGERS, HEAVY | Hex nuts, galvanized, 1" | EA | 3.05
220529108230 | PLUMBING | BASIC MATERIALS | PIPE HANGERS, HEAVY | C-clamp, steel, with lock nut, 3/8" | EA | 15.46
220529108240 | PLUMBING | BASIC MATERIALS | PIPE HANGERS, HEAVY | C-clamp, steel, with lock nut, 1/2" | EA | 15.97
220629100020 | PLUMBING | SCHEDULES FOR PLUMBING | PIPE HANGERS, LIGHT | A band, black iron, 1/2" | EA | 7.44
220629100030 | PLUMBING | SCHEDULES FOR PLUMBING | PIPE HANGERS, LIGHT | A band, black iron, 1" | EA | 7.75
220629100040 | PLUMBING | SCHEDULES FOR PLUMBING | PIPE HANGERS, LIGHT | A band, black iron, 1-1/4" | EA | 8.13
220629100050 | PLUMBING | SCHEDULES FOR PLUMBING | PIPE HANGERS, LIGHT | A band, black iron, 1-1/2" | EA | 8.76
220629100060 | PLUMBING | SCHEDULES FOR PLUMBING | PIPE HANGERS, LIGHT | A band, black iron, 2" | EA | 9.51
220629100070 | PLUMBING | SCHEDULES FOR PLUMBING | PIPE HANGERS, LIGHT | A band, black iron, 2-1/2" | EA | 11.01
220629100080 | PLUMBING | SCHEDULES FOR PLUMBING | PIPE HANGERS, LIGHT | A band, black iron, 3" | EA | 12.46
220629100090 | PLUMBING | SCHEDULES FOR PLUMBING | PIPE HANGERS, LIGHT | A band, black iron, 4" | EA | 14.48
220629100100 | PLUMBING | SCHEDULES FOR PLUMBING | PIPE HANGERS, LIGHT | A band, black iron, 5" | EA | 16.09
220629100110 | PLUMBING | SCHEDULES FOR PLUMBING | PIPE HANGERS, LIGHT | A band, black iron, 6" | EA | 19.95
220629100120 | PLUMBING | SCHEDULES FOR PLUMBING | PIPE HANGERS, LIGHT | A band, black iron, 8" | EA | 26.47
220629100140 | PLUMBING | SCHEDULES FOR PLUMBING | PIPE HANGERS, LIGHT | A band, copper, 1/2" | EA | 8.08
220629100150 | PLUMBING | SCHEDULES FOR PLUMBING | PIPE HANGERS, LIGHT | A band, copper, 3/4" | EA | 8.59
220629100160 | PLUMBING | SCHEDULES FOR PLUMBING | PIPE HANGERS, LIGHT | A band, copper, 1" | EA | 8.59
220629100170 | PLUMBING | SCHEDULES FOR PLUMBING | PIPE HANGERS, LIGHT | A band, copper, 1-1/4" | EA | 8.99
220629100180 | PLUMBING | SCHEDULES FOR PLUMBING | PIPE HANGERS, LIGHT | A band, copper, 1-1/2" | EA | 9.71
220629100190 | PLUMBING | SCHEDULES FOR PLUMBING | PIPE HANGERS, LIGHT | A band, copper, 2" | EA | 10.53
220629100200 | PLUMBING | SCHEDULES FOR PLUMBING | PIPE HANGERS, LIGHT | A band, copper, 2-1/2" | EA | 13.77
220629100210 | PLUMBING | SCHEDULES FOR PLUMBING | PIPE HANGERS, LIGHT | A band, copper, 3" | EA | 14.96
220629100220 | PLUMBING | SCHEDULES FOR PLUMBING | PIPE HANGERS, LIGHT | A band, copper, 4" | EA | 16.72
220629100240 | PLUMBING | SCHEDULES FOR PLUMBING | PIPE HANGERS, LIGHT | Black riser friction hangers, 3/4" | EA | 11.84
220629100250 | PLUMBING | SCHEDULES FOR PLUMBING | PIPE HANGERS, LIGHT | Black riser friction hangers, 1" | EA | 12.23
220629100260 | PLUMBING | SCHEDULES FOR PLUMBING | PIPE HANGERS, LIGHT | Black riser friction hangers, 1-1/4" | EA | 13.68
220629100270 | PLUMBING | SCHEDULES FOR PLUMBING | PIPE HANGERS, LIGHT | Black riser friction hangers, 1-1/2" | EA | 14.54
220629100280 | PLUMBING | SCHEDULES FOR PLUMBING | PIPE HANGERS, LIGHT | Black riser friction hangers, 2" | EA | 15.09
220629100290 | PLUMBING | SCHEDULES FOR PLUMBING | PIPE HANGERS, LIGHT | Black riser friction hangers, 2-1/2" | EA | 16.58
220629100300 | PLUMBING | SCHEDULES FOR PLUMBING | PIPE HANGERS, LIGHT | Black riser friction hangers, 3" | EA | 18
220629100310 | PLUMBING | SCHEDULES FOR PLUMBING | PIPE HANGERS, LIGHT | Black riser friction hangers, 4" | EA | 21.48
220629100370 | PLUMBING | SCHEDULES FOR PLUMBING | PIPE HANGERS, LIGHT | Short pattern black riser clamps, 1-1/2" | EA | 13.71
220629100380 | PLUMBING | SCHEDULES FOR PLUMBING | PIPE HANGERS, LIGHT | Short pattern black riser clamps, 2" | EA | 14.36
220629100390 | PLUMBING | SCHEDULES FOR PLUMBING | PIPE HANGERS, LIGHT | Short pattern black riser clamps, 3" | EA | 15.35
220629100400 | PLUMBING | SCHEDULES FOR PLUMBING | PIPE HANGERS, LIGHT | Short pattern black riser clamps, 4" | EA | 17.3
220629100420 | PLUMBING | SCHEDULES FOR PLUMBING | PIPE HANGERS, LIGHT | Copper riser friction hanger, 1/2" | EA | 13.37
220629100430 | PLUMBING | SCHEDULES FOR PLUMBING | PIPE HANGERS, LIGHT | Copper riser friction hanger, 3/4" | EA | 13.84
220629100440 | PLUMBING | SCHEDULES FOR PLUMBING | PIPE HANGERS, LIGHT | Copper riser friction hanger, 1" | EA | 14.26
220629100450 | PLUMBING | SCHEDULES FOR PLUMBING | PIPE HANGERS, LIGHT | Copper riser friction hanger, 1-1/4" | EA | 16.25
220629100460 | PLUMBING | SCHEDULES FOR PLUMBING | PIPE HANGERS, LIGHT | Copper riser friction hanger, 1-1/2" | EA | 17.34
220629100470 | PLUMBING | SCHEDULES FOR PLUMBING | PIPE HANGERS, LIGHT | Copper riser friction hanger, 2" | EA | 17.93
220629100480 | PLUMBING | SCHEDULES FOR PLUMBING | PIPE HANGERS, LIGHT | Copper riser friction hanger, 2-1/2" | EA | 19.09
220629100490 | PLUMBING | SCHEDULES FOR PLUMBING | PIPE HANGERS, LIGHT | Copper riser friction hanger, 3" | EA | 26.23
220629100501 | PLUMBING | SCHEDULES FOR PLUMBING | PIPE HANGERS, LIGHT | Copper riser friction hanger, 4" | EA | 32.08
220629100520 | PLUMBING | SCHEDULES FOR PLUMBING | PIPE HANGERS, LIGHT | Auto grip hangers, galvanized, 1/2" | EA | 7.75
220629100540 | PLUMBING | SCHEDULES FOR PLUMBING | PIPE HANGERS, LIGHT | Auto grip hangers, galvanized, 1" | EA | 8.77
220629100570 | PLUMBING | SCHEDULES FOR PLUMBING | PIPE HANGERS, LIGHT | Auto grip hangers, galvanized, 2" | EA | 10.8
220629100590 | PLUMBING | SCHEDULES FOR PLUMBING | PIPE HANGERS, LIGHT | Auto grip hangers, galvanized, 3" | EA | 13
220629100600 | PLUMBING | SCHEDULES FOR PLUMBING | PIPE HANGERS, LIGHT | Auto grip hangers, galvanized, 4" | EA | 14.95
220629100620 | PLUMBING | SCHEDULES FOR PLUMBING | PIPE HANGERS, LIGHT | Auto grip hangers, copper, 1/2" | EA | 8.11
220629100640 | PLUMBING | SCHEDULES FOR PLUMBING | PIPE HANGERS, LIGHT | Auto grip hangers, copper, 1" | EA | 9.16
220629100670 | PLUMBING | SCHEDULES FOR PLUMBING | PIPE HANGERS, LIGHT | Auto grip hangers, copper, 2" | EA | 11.44
220629100690 | PLUMBING | SCHEDULES FOR PLUMBING | PIPE HANGERS, LIGHT | Auto grip hangers, copper, 3" | EA | 15.43
220629100700 | PLUMBING | SCHEDULES FOR PLUMBING | PIPE HANGERS, LIGHT | Auto grip hangers, copper, 4" | EA | 17.96
220629100730 | PLUMBING | SCHEDULES FOR PLUMBING | PIPE HANGERS, LIGHT | Split rings (F&M), galvanized, 1/2" | EA | 10.29
220629100750 | PLUMBING | SCHEDULES FOR PLUMBING | PIPE HANGERS, LIGHT | Split rings (F&M), galvanized, 1" | EA | 12.15
220629100780 | PLUMBING | SCHEDULES FOR PLUMBING | PIPE HANGERS, LIGHT | Split rings (F&M), galvanized, 2" | EA | 15.24
220629100800 | PLUMBING | SCHEDULES FOR PLUMBING | PIPE HANGERS, LIGHT | Split rings (F&M), galvanized, 3" | EA | 25.71
220629100810 | PLUMBING | SCHEDULES FOR PLUMBING | PIPE HANGERS, LIGHT | Split rings (F&M), galvanized, 4" | EA | 26.95
220629100850 | PLUMBING | SCHEDULES FOR PLUMBING | PIPE HANGERS, LIGHT | Split rings (F&M), copper, 1/2" | EA | 12.02
220629100870 | PLUMBING | SCHEDULES FOR PLUMBING | PIPE HANGERS, LIGHT | Split rings (F&M), copper, 1" | EA | 14.53
220629100900 | PLUMBING | SCHEDULES FOR PLUMBING | PIPE HANGERS, LIGHT | Split rings (F&M), copper, 2" | EA | 18.62
220629100920 | PLUMBING | SCHEDULES FOR PLUMBING | PIPE HANGERS, LIGHT | Split rings (F&M), copper, 3" | EA | 33.85
220629100930 | PLUMBING | SCHEDULES FOR PLUMBING | PIPE HANGERS, LIGHT | Split rings (F&M), copper, 4" | EA | 35.45
220629101030 | PLUMBING | SCHEDULES FOR PLUMBING | PIPE HANGERS, LIGHT | 2 hole clips, galvanized, 3/4" | EA | 6.26
220629101040 | PLUMBING | SCHEDULES FOR PLUMBING | PIPE HANGERS, LIGHT | 2 hole clips, galvanized, 1" | EA | 6.53
220629101050 | PLUMBING | SCHEDULES FOR PLUMBING | PIPE HANGERS, LIGHT | 2 hole clips, galvanized, 1-1/4" | EA | 6.85
220629101060 | PLUMBING | SCHEDULES FOR PLUMBING | PIPE HANGERS, LIGHT | 2 hole clips, galvanized, 1-1/2" | EA | 7.17
220629101070 | PLUMBING | SCHEDULES FOR PLUMBING | PIPE HANGERS, LIGHT | 2 hole clips, galvanized, 2" | EA | 7.6
220629101080 | PLUMBING | SCHEDULES FOR PLUMBING | PIPE HANGERS, LIGHT | 2 hole clips, galvanized, 2-1/2" | EA | 8.44
220629101090 | PLUMBING | SCHEDULES FOR PLUMBING | PIPE HANGERS, LIGHT | 2 hole clips, galvanized, 3" | EA | 9.13
220629101110 | PLUMBING | SCHEDULES FOR PLUMBING | PIPE HANGERS, LIGHT | 2 hole clips, galvanized, 4" | EA | 11.71
220629101140 | PLUMBING | SCHEDULES FOR PLUMBING | PIPE HANGERS, LIGHT | Perforated strap, 3/4", galvanized, 20 ga | LF | 4.92
220629101150 | PLUMBING | SCHEDULES FOR PLUMBING | PIPE HANGERS, LIGHT | Perforated strap, 3/4", copper, 22 ga | LF | 6.68
220629101170 | PLUMBING | SCHEDULES FOR PLUMBING | PIPE HANGERS, LIGHT | Threaded rod-couplings, 1/4" | EA | 7.18
220629101180 | PLUMBING | SCHEDULES FOR PLUMBING | PIPE HANGERS, LIGHT | Threaded rod-couplings, 3/4" | EA | 7.63
220629101190 | PLUMBING | SCHEDULES FOR PLUMBING | PIPE HANGERS, LIGHT | Threaded rod-couplings, 1/2" | EA | 8.28
220629101200 | PLUMBING | SCHEDULES FOR PLUMBING | PIPE HANGERS, LIGHT | Threaded rod-couplings, 5/8" | EA | 9.78
220629101220 | PLUMBING | SCHEDULES FOR PLUMBING | PIPE HANGERS, LIGHT | Reducing rod coupling, 1/2" x 3/8" | EA | 9.01
220629101240 | PLUMBING | SCHEDULES FOR PLUMBING | PIPE HANGERS, LIGHT | C-clamps, 3/4" | EA | 11.21
220629101260 | PLUMBING | SCHEDULES FOR PLUMBING | PIPE HANGERS, LIGHT | Top beam clamp, 3/8" | EA | 10.92
220629101270 | PLUMBING | SCHEDULES FOR PLUMBING | PIPE HANGERS, LIGHT | Top beam clamp, 1/2" | EA | 12.43
220629101290 | PLUMBING | SCHEDULES FOR PLUMBING | PIPE HANGERS, LIGHT | Side beam connector, 3/8" | EA | 8.97
220629101300 | PLUMBING | SCHEDULES FOR PLUMBING | PIPE HANGERS, LIGHT | Side beam connector, 1/2" | EA | 11.46
220629101320 | PLUMBING | SCHEDULES FOR PLUMBING | PIPE HANGERS, LIGHT | Hex nuts, heavy, 1" | EA | 3.81
220629101340 | PLUMBING | SCHEDULES FOR PLUMBING | PIPE HANGERS, LIGHT | Heavy washers, 3/8" | EA | 0.11
220629101350 | PLUMBING | SCHEDULES FOR PLUMBING | PIPE HANGERS, LIGHT | Heavy washers, 1/2" | EA | 0.26
220629101360 | PLUMBING | SCHEDULES FOR PLUMBING | PIPE HANGERS, LIGHT | Heavy washers, 5/8" | EA | 0.54
220629101370 | PLUMBING | SCHEDULES FOR PLUMBING | PIPE HANGERS, LIGHT | Heavy washers, 3/4" | EA | 1.07
220629101390 | PLUMBING | SCHEDULES FOR PLUMBING | PIPE HANGERS, LIGHT | Lag rod, 3/8"x 4" | EA | 0.74
220629101400 | PLUMBING | SCHEDULES FOR PLUMBING | PIPE HANGERS, LIGHT | Lag rod, 3/8"x 4-1/2" | EA | 0.74
220629101410 | PLUMBING | SCHEDULES FOR PLUMBING | PIPE HANGERS, LIGHT | Lag rod, 3/8"x 6" | EA | 0.78
220629101420 | PLUMBING | SCHEDULES FOR PLUMBING | PIPE HANGERS, LIGHT | Lag rod, 3/8"x 8" | EA | 1.39
220629101430 | PLUMBING | SCHEDULES FOR PLUMBING | PIPE HANGERS, LIGHT | Lag rod, 3/8"x 10" | EA | 1.63
220629101440 | PLUMBING | SCHEDULES FOR PLUMBING | PIPE HANGERS, LIGHT | Lag rod, 3/8"x 12" | EA | 2.01
220629101450 | PLUMBING | SCHEDULES FOR PLUMBING | PIPE HANGERS, LIGHT | Lag rod, 3/8"x 18" | EA | 2.72
220629101750 | PLUMBING | SCHEDULES FOR PLUMBING | PIPE HANGERS, LIGHT | J-Hooks, 1/2" | EA | 4.95
220629101760 | PLUMBING | SCHEDULES FOR PLUMBING | PIPE HANGERS, LIGHT | J-Hooks, 3/4" | EA | 5.01
220629101770 | PLUMBING | SCHEDULES FOR PLUMBING | PIPE HANGERS, LIGHT | J-Hooks, 1" | EA | 5.23
220629101780 | PLUMBING | SCHEDULES FOR PLUMBING | PIPE HANGERS, LIGHT | J-Hooks, 1-1/4" | EA | 5.38
220629101790 | PLUMBING | SCHEDULES FOR PLUMBING | PIPE HANGERS, LIGHT | J-Hooks, 1-1/2" | EA | 5.51
220629101800 | PLUMBING | SCHEDULES FOR PLUMBING | PIPE HANGERS, LIGHT | J-Hooks, 2" | EA | 5.56
220629101810 | PLUMBING | SCHEDULES FOR PLUMBING | PIPE HANGERS, LIGHT | J-Hooks, 3" | EA | 5.95
220629101820 | PLUMBING | SCHEDULES FOR PLUMBING | PIPE HANGERS, LIGHT | J-Hooks, 4" | EA | 6.05
220629101840 | PLUMBING | SCHEDULES FOR PLUMBING | PIPE HANGERS, LIGHT | PVC coated hangers, galvanized, 28 ga, 1-1/2"x 12" | EA | 7.85
220629101850 | PLUMBING | SCHEDULES FOR PLUMBING | PIPE HANGERS, LIGHT | PVC coated hangers, galvanized, 28 ga, 2"x 12" | EA | 8.45
220629101860 | PLUMBING | SCHEDULES FOR PLUMBING | PIPE HANGERS, LIGHT | PVC coated hangers, galvanized, 28 ga, 3"x 12" | EA | 9.18
220629101870 | PLUMBING | SCHEDULES FOR PLUMBING | PIPE HANGERS, LIGHT | PVC coated hangers, galvanized, 28 ga, 4"x 12" | EA | 10
220629101890 | PLUMBING | SCHEDULES FOR PLUMBING | PIPE HANGERS, LIGHT | PVC coated hangers, copper, 30 ga, 1-1/2"x 12" | EA | 8.27
220629101900 | PLUMBING | SCHEDULES FOR PLUMBING | PIPE HANGERS, LIGHT | PVC coated hangers, copper, 30 ga, 2"x 12" | EA | 9.13
220629101910 | PLUMBING | SCHEDULES FOR PLUMBING | PIPE HANGERS, LIGHT | PVC coated hangers, copper, 30 ga, 3"x 12" | EA | 9.91
220629101920 | PLUMBING | SCHEDULES FOR PLUMBING | PIPE HANGERS, LIGHT | PVC coated hangers, copper, 30 ga, 4"x 12" | EA | 10.77
220629102100 | PLUMBING | SCHEDULES FOR PLUMBING | PIPE HANGERS, LIGHT | Wire hook hangers, black wire, 1/2"x 4" | EA | 4.92
220629102110 | PLUMBING | SCHEDULES FOR PLUMBING | PIPE HANGERS, LIGHT | Wire hook hangers, black wire, 1/2"x 6" | EA | 5.23
220629102120 | PLUMBING | SCHEDULES FOR PLUMBING | PIPE HANGERS, LIGHT | Wire hook hangers, black wire, 1/2"x 8" | EA | 5.53
220629102130 | PLUMBING | SCHEDULES FOR PLUMBING | PIPE HANGERS, LIGHT | Wire hook hangers, black wire, 1/2"x 10" | EA | 5.68
220629102140 | PLUMBING | SCHEDULES FOR PLUMBING | PIPE HANGERS, LIGHT | Wire hook hangers, black wire, 1/2"x 12" | EA | 6.12
220629102160 | PLUMBING | SCHEDULES FOR PLUMBING | PIPE HANGERS, LIGHT | Wire hook hangers, black wire, 3/4"x 4" | EA | 5.26
220629102170 | PLUMBING | SCHEDULES FOR PLUMBING | PIPE HANGERS, LIGHT | Wire hook hangers, black wire, 3/4"x 6" | EA | 5.56
220629102180 | PLUMBING | SCHEDULES FOR PLUMBING | PIPE HANGERS, LIGHT | Wire hook hangers, black wire, 3/4"x 8" | EA | 5.87
220629102190 | PLUMBING | SCHEDULES FOR PLUMBING | PIPE HANGERS, LIGHT | Wire hook hangers, black wire, 3/4"x 10" | EA | 6.42
220629102200 | PLUMBING | SCHEDULES FOR PLUMBING | PIPE HANGERS, LIGHT | Wire hook hangers, black wire, 3/4"x 12" | EA | 6.8
220629102220 | PLUMBING | SCHEDULES FOR PLUMBING | PIPE HANGERS, LIGHT | Wire hook hangers, black wire, 1"x 4" | EA | 5.52
220629102230 | PLUMBING | SCHEDULES FOR PLUMBING | PIPE HANGERS, LIGHT | Wire hook hangers, black wire, 1"x 6" | EA | 5.83
220629102240 | PLUMBING | SCHEDULES FOR PLUMBING | PIPE HANGERS, LIGHT | Wire hook hangers, black wire, 1"x 8" | EA | 6.2
220629102250 | PLUMBING | SCHEDULES FOR PLUMBING | PIPE HANGERS, LIGHT | Wire hook hangers, black wire, 1"x 10" | EA | 6.78
220629102260 | PLUMBING | SCHEDULES FOR PLUMBING | PIPE HANGERS, LIGHT | Wire hook hangers, black wire, 1"x 12" | EA | 7.28
220629104020 | PLUMBING | SCHEDULES FOR PLUMBING | PIPE HANGERS, LIGHT | Wire hook hangers, copper wire hooks, 1/2"x 4" | EA | 5.06
220629104030 | PLUMBING | SCHEDULES FOR PLUMBING | PIPE HANGERS, LIGHT | Wire hook hangers, copper wire hooks, 1/2"x 6" | EA | 5.38
220629104040 | PLUMBING | SCHEDULES FOR PLUMBING | PIPE HANGERS, LIGHT | Wire hook hangers, copper wire hooks, 1/2"x 8" | EA | 5.73
220629104050 | PLUMBING | SCHEDULES FOR PLUMBING | PIPE HANGERS, LIGHT | Wire hook hangers, copper wire hooks, 1/2"x 10" | EA | 6.22
220629104060 | PLUMBING | SCHEDULES FOR PLUMBING | PIPE HANGERS, LIGHT | Wire hook hangers, copper wire hooks, 1/2"x 12" | EA | 6.68
220629104080 | PLUMBING | SCHEDULES FOR PLUMBING | PIPE HANGERS, LIGHT | Wire hook hangers, copper wire hooks, 3/4"x 4" | EA | 5.3
220629104090 | PLUMBING | SCHEDULES FOR PLUMBING | PIPE HANGERS, LIGHT | Wire hook hangers, copper wire hooks, 3/4"x 6" | EA | 5.71
220629104100 | PLUMBING | SCHEDULES FOR PLUMBING | PIPE HANGERS, LIGHT | Wire hook hangers, copper wire hooks, 3/4"x 8" | EA | 6.12
220629104110 | PLUMBING | SCHEDULES FOR PLUMBING | PIPE HANGERS, LIGHT | Wire hook hangers, copper wire hooks, 3/4"x 10" | EA | 6.57
220629104120 | PLUMBING | SCHEDULES FOR PLUMBING | PIPE HANGERS, LIGHT | Wire hook hangers, copper wire hooks, 3/4"x 12" | EA | 7.11
220648100140 | PLUMBING | SCHEDULES FOR PLUMBING | VIBRATION CONTROL | Vib isolator, in-line, stnls connector, screw, 1/2" | EA | 152
220648100180 | PLUMBING | SCHEDULES FOR PLUMBING | VIBRATION CONTROL | Vib isolator, in-line, stnls connector, screw, 1" | EA | 177
220648100280 | PLUMBING | SCHEDULES FOR PLUMBING | VIBRATION CONTROL | Vib isolator, in-line, stnls connector, screw, 2" | EA | 294
220648100300 | PLUMBING | SCHEDULES FOR PLUMBING | VIBRATION CONTROL | Vib isolator, in-line, stnls connector, screw, 3" | EA | 480
220648100340 | PLUMBING | SCHEDULES FOR PLUMBING | VIBRATION CONTROL | Vib isolator, in-line, stnls connector, screw, 6" | EA | 957
220693101020 | PLUMBING | SCHEDULES FOR PLUMBING | SPECIALTIES | Wall penetration, conc wall 6" thick, 2" D | EA | 21.36
220693101040 | PLUMBING | SCHEDULES FOR PLUMBING | SPECIALTIES | Wall penetration, conc wall 6" thick, 4" D | EA | 32.04
220693101060 | PLUMBING | SCHEDULES FOR PLUMBING | SPECIALTIES | Wall penetration, conc wall 6" thick, 8" D | EA | 45.77
220693101100 | PLUMBING | SCHEDULES FOR PLUMBING | SPECIALTIES | Wall penetration, conc wall, 12" thick, 2" D | EA | 29.12
220693101120 | PLUMBING | SCHEDULES FOR PLUMBING | SPECIALTIES | Wall penetration, conc wall, 12" thick, 4" D | EA | 45.77
220693101140 | PLUMBING | SCHEDULES FOR PLUMBING | SPECIALTIES | Wall penetration, conc wall, 12" thick, 8" D | EA | 71.19
220693103030 | PLUMBING | SCHEDULES FOR PLUMBING | SPECIALTIES | Non-destr test, X-ray welds, 3" D pipe | EA | 115
220693103040 | PLUMBING | SCHEDULES FOR PLUMBING | SPECIALTIES | Non-destr test, X-ray welds, 4" D pipe | EA | 124
220693103050 | PLUMBING | SCHEDULES FOR PLUMBING | SPECIALTIES | Non-destr test, X-ray welds, 6" D pipe | EA | 124
220693103060 | PLUMBING | SCHEDULES FOR PLUMBING | SPECIALTIES | Non-destr test, X-ray welds, 8" D pipe | EA | 146
220693103070 | PLUMBING | SCHEDULES FOR PLUMBING | SPECIALTIES | Non-destr test, X-ray welds, 10" D pipe | EA | 157
220693103140 | PLUMBING | SCHEDULES FOR PLUMBING | SPECIALTIES | Non-destr test, liquid penetration welds, 2" D pipe | EA | 64.12
220693103160 | PLUMBING | SCHEDULES FOR PLUMBING | SPECIALTIES | Non-destr test, liquid penetration welds, 3" D pipe | EA | 64.12
220693103180 | PLUMBING | SCHEDULES FOR PLUMBING | SPECIALTIES | Non-destr test, liquid penetration welds, 4" D pipe | EA | 64.12
220693103200 | PLUMBING | SCHEDULES FOR PLUMBING | SPECIALTIES | Non-destr test, liquid penetration welds, 6" D pipe | EA | 64.12
220693103220 | PLUMBING | SCHEDULES FOR PLUMBING | SPECIALTIES | Non-destr test, liquid penetration welds, 8" D pipe | EA | 68.14
220693103240 | PLUMBING | SCHEDULES FOR PLUMBING | SPECIALTIES | Non-destr test, liquid penetration welds, 10" D pipe | EA | 68.14
220716100100 | PLUMBING | INSULATION | EQUIPMENT INSULATION | Equip insul, 2" thick, cellular glass | SF | 9.18
220716100120 | PLUMBING | INSULATION | EQUIPMENT INSULATION | Equip insul, urethane, rigid, fld appl jacket, plaster | SF | 15.02
220716100140 | PLUMBING | INSULATION | EQUIPMENT INSULATION | Equip insul, fiberglass, rigid, with vapor barrier | SF | 8.55
220719101040 | PLUMBING | INSULATION | FIBERGLASS PIPE INSULATION | Fiberglass insulation on 1/2" pipe, 1" thick | LF | 4.75
220719101060 | PLUMBING | INSULATION | FIBERGLASS PIPE INSULATION | Fiberglass insulation on 1/2" pipe, 1-1/2" thick | LF | 7.44
220719101080 | PLUMBING | INSULATION | FIBERGLASS PIPE INSULATION | Fiberglass insulation on 3/4" pipe, 1" thick | LF | 5.13
220719101100 | PLUMBING | INSULATION | FIBERGLASS PIPE INSULATION | Fiberglass insulation on 3/4" pipe, 1-1/2" thick | LF | 7.64
220719101120 | PLUMBING | INSULATION | FIBERGLASS PIPE INSULATION | Fiberglass insulation on 1" pipe, 1" thick | LF | 5.13
220719101140 | PLUMBING | INSULATION | FIBERGLASS PIPE INSULATION | Fiberglass insulation on 1" pipe, 1-1/2" thick | LF | 7.82
220719101340 | PLUMBING | INSULATION | FIBERGLASS PIPE INSULATION | Fiberglass insulation on 2" pipe, 1" thick | LF | 6.65
220719101360 | PLUMBING | INSULATION | FIBERGLASS PIPE INSULATION | Fiberglass insulation on 2" pipe, 1-1/2" thick | LF | 9.13
220719101380 | PLUMBING | INSULATION | FIBERGLASS PIPE INSULATION | Fiberglass insulation on 2" pipe, 2" thick | LF | 11.87
220719101440 | PLUMBING | INSULATION | FIBERGLASS PIPE INSULATION | Fiberglass insulation on 2-1/2" pipe, 1" thick | LF | 6.84
220719101460 | PLUMBING | INSULATION | FIBERGLASS PIPE INSULATION | Fiberglass insulation on 2-1/2" pipe, 1-1/2" | LF | 9.52
220719101470 | PLUMBING | INSULATION | FIBERGLASS PIPE INSULATION | Fiberglass insulation on 2-1/2" pipe, 2" thick | LF | 12.36
220719101540 | PLUMBING | INSULATION | FIBERGLASS PIPE INSULATION | Fiberglass insulation on 3" pipe, 1" thick | LF | 7.77
220719101560 | PLUMBING | INSULATION | FIBERGLASS PIPE INSULATION | Fiberglass insulation on 3" pipe, 1-1/2" thick | LF | 10.12
220719101580 | PLUMBING | INSULATION | FIBERGLASS PIPE INSULATION | Fiberglass insulation on 3" pipe, 2" thick | LF | 13.51
220719101660 | PLUMBING | INSULATION | FIBERGLASS PIPE INSULATION | Fiberglass insulation on 4" pipe, 1" thick | LF | 8.74
220719101680 | PLUMBING | INSULATION | FIBERGLASS PIPE INSULATION | Fiberglass insulation on 4" pipe, 1-1/2" thick | LF | 10.89
220719101700 | PLUMBING | INSULATION | FIBERGLASS PIPE INSULATION | Fiberglass insulation on 4" pipe, 2" thick | LF | 14.81
220719101780 | PLUMBING | INSULATION | FIBERGLASS PIPE INSULATION | Fiberglass insulation on 5" pipe, 1" thick | LF | 9.41
220719101800 | PLUMBING | INSULATION | FIBERGLASS PIPE INSULATION | Fiberglass insulation on 5" pipe, 2" thick | LF | 15.55
220719101870 | PLUMBING | INSULATION | FIBERGLASS PIPE INSULATION | Fiberglass insulation on 6" pipe, 1" thick | LF | 10.54
220719101880 | PLUMBING | INSULATION | FIBERGLASS PIPE INSULATION | Fiberglass insulation on 6" pipe, 2" thick | LF | 17.04
220719102000 | PLUMBING | INSULATION | FIBERGLASS PIPE INSULATION | Fiberglass insulation on 8" pipe, 2" thick | LF | 19.69
220719102020 | PLUMBING | INSULATION | FIBERGLASS PIPE INSULATION | Fiberglass insulation on 8" pipe, 3" thick | LF | 28.88
220719102080 | PLUMBING | INSULATION | FIBERGLASS PIPE INSULATION | Fiberglass insulation on 10" pipe, 2" thick | LF | 23.37
220719102100 | PLUMBING | INSULATION | FIBERGLASS PIPE INSULATION | Fiberglass insulation on 10" pipe, 3" thick | LF | 32.58
220719102160 | PLUMBING | INSULATION | FIBERGLASS PIPE INSULATION | Fiberglass insulation on 12" pipe, 2" thick | LF | 25.33
220719102180 | PLUMBING | INSULATION | FIBERGLASS PIPE INSULATION | Fiberglass insulation on 12" pipe, 3" thick | LF | 35.98
220719300120 | PLUMBING | INSULATION | EXTERIOR PIPE INSULATION | Fiberglass insul, alum jacket, 1/2" pipe, 1" thick | LF | 9.28
220719300140 | PLUMBING | INSULATION | EXTERIOR PIPE INSULATION | Fiberglass insul, alum jacket, 1/2" pipe, 1-1/2" | LF | 11.97
220719300160 | PLUMBING | INSULATION | EXTERIOR PIPE INSULATION | Fiberglass insul, alum jacket, 3/4" pipe, 1" thick | LF | 9.71
220719300180 | PLUMBING | INSULATION | EXTERIOR PIPE INSULATION | Fiberglass insul, alum jacket, 3/4" pipe, 1-1/2" thk | LF | 12.23
220719300200 | PLUMBING | INSULATION | EXTERIOR PIPE INSULATION | Fiberglass insul, alum jacket, 1" pipe, 1" thick | LF | 9.81
220719300220 | PLUMBING | INSULATION | EXTERIOR PIPE INSULATION | Fiberglass insul, alum jacket, 1" pipe, 1-1/2" thick | LF | 12.49
220719300260 | PLUMBING | INSULATION | EXTERIOR PIPE INSULATION | Fiberglass insul, alum jacket, 1-1/4" pipe, 1" thick | LF | 11.4
220719300280 | PLUMBING | INSULATION | EXTERIOR PIPE INSULATION | Fiberglass insul, alum jacket, 1-1/4" pipe, 1-1/2" th | LF | 13.98
220719300320 | PLUMBING | INSULATION | EXTERIOR PIPE INSULATION | Fiberglass insul, alum jacket, 1-1/2" pipe, 1" thick | LF | 11.66
220719300340 | PLUMBING | INSULATION | EXTERIOR PIPE INSULATION | Fiberglass insul, alum jacket, 1-1/2" pipe, 1-1/2" th | LF | 14.18
220719300440 | PLUMBING | INSULATION | EXTERIOR PIPE INSULATION | Fiberglass insul, alum jacket, 2" pipe, 1" thick | LF | 12.12
220719300460 | PLUMBING | INSULATION | EXTERIOR PIPE INSULATION | Fiberglass insul, alum jacket, 2" pipe, 1-1/2" thick | LF | 14.44
220719301040 | PLUMBING | INSULATION | EXTERIOR PIPE INSULATION | Fiberglass insul, alum jacket, 3" pipe, 1" thick | LF | 13.73
220719301060 | PLUMBING | INSULATION | EXTERIOR PIPE INSULATION | Fiberglass insul, alum jacket, 3" pipe, 1-1/2" thick | LF | 16.48
220719301790 | PLUMBING | INSULATION | EXTERIOR PIPE INSULATION | Fiberglass insul, alum jacket, 6" pipe, 1" thick | LF | 17.89
220719301800 | PLUMBING | INSULATION | EXTERIOR PIPE INSULATION | Fiberglass insul, alum jacket, 6" pipe, 2" thick | LF | 24.62
220719302260 | PLUMBING | INSULATION | EXTERIOR PIPE INSULATION | Fiberglass insul, alum jacket, 10" pipe, 2" thick | LF | 30.03
220719302280 | PLUMBING | INSULATION | EXTERIOR PIPE INSULATION | Fiberglass insul, alum jacket, 10" pipe, 3" thick | LF | 39.33
220719401000 | PLUMBING | INSULATION | PIPE INSULATION FITTINGS | Insul protect saddle, 1" covering, 1/2" pipe | EA | 43.64
220719401020 | PLUMBING | INSULATION | PIPE INSULATION FITTINGS | Insul protect saddle, 1" covering, 3/4" pipe | EA | 43.85
220719401040 | PLUMBING | INSULATION | PIPE INSULATION FITTINGS | Insul protect saddle, 1" covering, 1" pipe | EA | 44.05
220719401100 | PLUMBING | INSULATION | PIPE INSULATION FITTINGS | Insul protect saddle, 1" covering, 2" pipe | EA | 44.89
220719401140 | PLUMBING | INSULATION | PIPE INSULATION FITTINGS | Insul protect saddle, 1" covering, 3" pipe | EA | 51.05
220719401180 | PLUMBING | INSULATION | PIPE INSULATION FITTINGS | Insul protect saddle, 1" covering, 6" pipe | EA | 66.2
220719401200 | PLUMBING | INSULATION | PIPE INSULATION FITTINGS | Insul protect saddle, 1-1/2" covering, 3/4" pipe | EA | 48.9
220719401220 | PLUMBING | INSULATION | PIPE INSULATION FITTINGS | Insul protect saddle, 1-1/2" covering, 1" pipe | EA | 49.23
220719401280 | PLUMBING | INSULATION | PIPE INSULATION FITTINGS | Insul protect saddle, 1-1/2" covering, 2" pipe | EA | 47.41
220719401300 | PLUMBING | INSULATION | PIPE INSULATION FITTINGS | Insul protect saddle, 1-1/2" covering, 3" pipe | EA | 48.88
220719401360 | PLUMBING | INSULATION | PIPE INSULATION FITTINGS | Insul protect saddle, 1-1/2" covering, 6" pipe | EA | 71.41
220719401400 | PLUMBING | INSULATION | PIPE INSULATION FITTINGS | Insul protect saddle, 1-1/2" covering, 10" pipe | EA | 90.82
221116100890 | PLUMBING | FACILITY WATER DISTRIBUTION | COPPER PIPE | Copper piping, type "K" copper, 1/4" | LF | 4.76
221116100895 | PLUMBING | FACILITY WATER DISTRIBUTION | COPPER PIPE | Copper piping, type "K" copper, 3/8" | LF | 5.9
221116100900 | PLUMBING | FACILITY WATER DISTRIBUTION | COPPER PIPE | Copper piping, type "K" copper, 1/2" | LF | 6.58
221116101000 | PLUMBING | FACILITY WATER DISTRIBUTION | COPPER PIPE | Copper piping, type "K" copper, 3/4" | LF | 10.02
221116101020 | PLUMBING | FACILITY WATER DISTRIBUTION | COPPER PIPE | Copper piping, type "K" copper, 1" | LF | 12.41
221116101100 | PLUMBING | FACILITY WATER DISTRIBUTION | COPPER PIPE | Copper piping, type "K" copper, 1-1/4" | LF | 14.85
221116101180 | PLUMBING | FACILITY WATER DISTRIBUTION | COPPER PIPE | Copper piping, type "K" copper, 1-1/2" | LF | 18.66
221116101240 | PLUMBING | FACILITY WATER DISTRIBUTION | COPPER PIPE | Copper piping, type "K" copper, 2" | LF | 27.02
221116101280 | PLUMBING | FACILITY WATER DISTRIBUTION | COPPER PIPE | Copper piping, type "K" copper, 2-1/2" | LF | 38.26
221116101300 | PLUMBING | FACILITY WATER DISTRIBUTION | COPPER PIPE | Copper piping, type "K" copper, 3" | LF | 51.68
221116101320 | PLUMBING | FACILITY WATER DISTRIBUTION | COPPER PIPE | Copper piping, type "K" copper, 3-1/2" | LF | 66.08
221116101340 | PLUMBING | FACILITY WATER DISTRIBUTION | COPPER PIPE | Copper piping, type "K" copper, 4" | LF | 82.65
221116103020 | PLUMBING | FACILITY WATER DISTRIBUTION | COPPER PIPE | Copper piping, DWV, copper, 1-1/4" | LF | 13.93
221116103030 | PLUMBING | FACILITY WATER DISTRIBUTION | COPPER PIPE | Copper piping, DWV, copper, 1-1/2" | LF | 17.17
221116103040 | PLUMBING | FACILITY WATER DISTRIBUTION | COPPER PIPE | Copper piping, DWV, copper, 2" | LF | 21.38
221116103070 | PLUMBING | FACILITY WATER DISTRIBUTION | COPPER PIPE | Copper piping, DWV, copper, 3" | LF | 33.94
221116103080 | PLUMBING | FACILITY WATER DISTRIBUTION | COPPER PIPE | Copper piping, DWV, copper, 4" | LF | 56.1
221116103090 | PLUMBING | FACILITY WATER DISTRIBUTION | COPPER PIPE | Copper piping, DWV, copper, 6" | LF | 202
221116104010 | PLUMBING | FACILITY WATER DISTRIBUTION | COPPER PIPE | Refrigeration tubing, copper, sealed, 1/8" | LF | 4.52
221116104020 | PLUMBING | FACILITY WATER DISTRIBUTION | COPPER PIPE | Refrigeration tubing, copper, sealed, 3/16" | LF | 4.83
221116104030 | PLUMBING | FACILITY WATER DISTRIBUTION | COPPER PIPE | Refrigeration tubing, copper, sealed, 1/4" | LF | 5.2
221116104040 | PLUMBING | FACILITY WATER DISTRIBUTION | COPPER PIPE | Refrigeration tubing, copper, sealed, 5/16" | LF | 5.75
221116104050 | PLUMBING | FACILITY WATER DISTRIBUTION | COPPER PIPE | Refrigeration tubing, copper, sealed, 3/8" | LF | 6.18
221116104060 | PLUMBING | FACILITY WATER DISTRIBUTION | COPPER PIPE | Refrigeration tubing, copper, sealed, 1/2" | LF | 6.99
221116104090 | PLUMBING | FACILITY WATER DISTRIBUTION | COPPER PIPE | Refrigeration tubing, copper, sealed, 7/8" | LF | 11.22
221116104100 | PLUMBING | FACILITY WATER DISTRIBUTION | COPPER PIPE | Refrigeration tubing, copper, sealed, 1-1/8" | LF | 14.72
221116104110 | PLUMBING | FACILITY WATER DISTRIBUTION | COPPER PIPE | Refrigeration tubing, copper, sealed, 1-3/8" | LF | 20.32
221116106090 | PLUMBING | FACILITY WATER DISTRIBUTION | COPPER PIPE | Copper piping, L tube, 1/4" | LF | 4.32
221116106095 | PLUMBING | FACILITY WATER DISTRIBUTION | COPPER PIPE | Copper piping, L tube, 3/8" | LF | 5.21
221116106100 | PLUMBING | FACILITY WATER DISTRIBUTION | COPPER PIPE | Copper piping, L tube, 1/2" | LF | 5.78
221116106190 | PLUMBING | FACILITY WATER DISTRIBUTION | COPPER PIPE | Copper piping, L tube, 3/4" | LF | 7.75
221116106240 | PLUMBING | FACILITY WATER DISTRIBUTION | COPPER PIPE | Copper piping, L tube, 1" | LF | 10.36
221116106300 | PLUMBING | FACILITY WATER DISTRIBUTION | COPPER PIPE | Copper piping, L tube, 1-1/4" | LF | 13.7
221116106360 | PLUMBING | FACILITY WATER DISTRIBUTION | COPPER PIPE | Copper piping, L tube, 1-1/2" | LF | 16.94
221116106400 | PLUMBING | FACILITY WATER DISTRIBUTION | COPPER PIPE | Copper piping, L tube, 2" | LF | 24.68
221116106460 | PLUMBING | FACILITY WATER DISTRIBUTION | COPPER PIPE | Copper piping, L tube, 2-1/2" | LF | 35.11
221116106480 | PLUMBING | FACILITY WATER DISTRIBUTION | COPPER PIPE | Copper piping, L tube, 3" | LF | 45.81
221116106500 | PLUMBING | FACILITY WATER DISTRIBUTION | COPPER PIPE | Copper piping, L tube, 3-1/2" | LF | 58.41
221116106520 | PLUMBING | FACILITY WATER DISTRIBUTION | COPPER PIPE | Copper piping, L tube, 4" | LF | 72.91
221116106595 | PLUMBING | FACILITY WATER DISTRIBUTION | COPPER PIPE | Copper piping, M tube, 3/8" | LF | 4.46
221116106600 | PLUMBING | FACILITY WATER DISTRIBUTION | COPPER PIPE | Copper piping, M tube, 1/2" | LF | 4.9
221116106620 | PLUMBING | FACILITY WATER DISTRIBUTION | COPPER PIPE | Copper piping, M tube, 3/4" | LF | 6.42
221116106630 | PLUMBING | FACILITY WATER DISTRIBUTION | COPPER PIPE | Copper piping, M tube, 1" | LF | 8.78
221116106650 | PLUMBING | FACILITY WATER DISTRIBUTION | COPPER PIPE | Copper piping, M tube, 1-1/4" | LF | 11.66
221116106655 | PLUMBING | FACILITY WATER DISTRIBUTION | COPPER PIPE | Copper piping, M tube, 1-1/2" | LF | 14.76
221116106660 | PLUMBING | FACILITY WATER DISTRIBUTION | COPPER PIPE | Copper piping, M tube, 2" | LF | 22
221116106670 | PLUMBING | FACILITY WATER DISTRIBUTION | COPPER PIPE | Copper piping, M tube, 2-1/2" | LF | 30.67
221116106680 | PLUMBING | FACILITY WATER DISTRIBUTION | COPPER PIPE | Copper piping, M tube, 3" | LF | 39.37
221116106685 | PLUMBING | FACILITY WATER DISTRIBUTION | COPPER PIPE | Copper piping, M tube, 3-1/2" | LF | 51.43
221116106690 | PLUMBING | FACILITY WATER DISTRIBUTION | COPPER PIPE | Copper piping, M tube, 4" | LF | 65.89
221116200470 | PLUMBING | FACILITY WATER DISTRIBUTION | COPPER FITTINGS | Copper fittings, coupling, with stop, 1/4" | EA | 30.86
221116200480 | PLUMBING | FACILITY WATER DISTRIBUTION | COPPER FITTINGS | Copper fittings, coupling, with stop, 3/8" | EA | 37.13
221116200485 | PLUMBING | FACILITY WATER DISTRIBUTION | COPPER FITTINGS | Copper fittings, coupling, with stop, 1/2" | EA | 39.98
221116200490 | PLUMBING | FACILITY WATER DISTRIBUTION | COPPER FITTINGS | Copper fittings, coupling, with stop, 5/8" | EA | 47.72
221116200495 | PLUMBING | FACILITY WATER DISTRIBUTION | COPPER FITTINGS | Copper fittings, coupling, with stop, 3/4" | EA | 51.8
221116200498 | PLUMBING | FACILITY WATER DISTRIBUTION | COPPER FITTINGS | Copper fittings, coupling, with stop, 1" | EA | 56.83
221116200499 | PLUMBING | FACILITY WATER DISTRIBUTION | COPPER FITTINGS | Copper fittings, coupling, with stop, 3" | EA | 139
221116200510 | PLUMBING | FACILITY WATER DISTRIBUTION | COPPER FITTINGS | Copper fittings, coupling, with stop, 4" | EA | 218
221116200530 | PLUMBING | FACILITY WATER DISTRIBUTION | COPPER FITTINGS | Copper fittings, reducing coupling, 1/4"x 1/8" | EA | 38.42
221116200540 | PLUMBING | FACILITY WATER DISTRIBUTION | COPPER FITTINGS | Copper fittings, reducing coupling, 3/8"x 1/4" | EA | 41.79
221116200550 | PLUMBING | FACILITY WATER DISTRIBUTION | COPPER FITTINGS | Copper fittings, reducing coupling, 1/2"x 3/8" | EA | 46.95
221116200560 | PLUMBING | FACILITY WATER DISTRIBUTION | COPPER FITTINGS | Copper fittings, reducing coupling, 1/2"x 1/4" | EA | 47.38
221116200570 | PLUMBING | FACILITY WATER DISTRIBUTION | COPPER FITTINGS | Copper fittings, reducing coupling, 1/2"x 1/8" | EA | 47.65
221116200580 | PLUMBING | FACILITY WATER DISTRIBUTION | COPPER FITTINGS | Copper fittings, reducing coupling, 3/4"x 3/8" | EA | 54.33
221116200590 | PLUMBING | FACILITY WATER DISTRIBUTION | COPPER FITTINGS | Copper fittings, reducing coupling, 3/4"x 1/2" | EA | 53.4
221116200600 | PLUMBING | FACILITY WATER DISTRIBUTION | COPPER FITTINGS | Copper fittings, reducing coupling, 1"x 3/8" | EA | 64.14
221116200610 | PLUMBING | FACILITY WATER DISTRIBUTION | COPPER FITTINGS | Copper fittings, reducing coupling, 1"x 1/2" | EA | 63.89
221116200620 | PLUMBING | FACILITY WATER DISTRIBUTION | COPPER FITTINGS | Copper fittings, reducing coupling, 1"x 3/4" | EA | 62.65
221116200630 | PLUMBING | FACILITY WATER DISTRIBUTION | COPPER FITTINGS | Copper fittings, reducing coupling, 1-1/4"x 1/2" | EA | 69.62
221116200640 | PLUMBING | FACILITY WATER DISTRIBUTION | COPPER FITTINGS | Copper fittings, reducing coupling, 1-1/4"x 3/4" | EA | 69.08
221116200650 | PLUMBING | FACILITY WATER DISTRIBUTION | COPPER FITTINGS | Copper fittings, reducing coupling, 1-1/4"x 1" | EA | 69.08
221116200660 | PLUMBING | FACILITY WATER DISTRIBUTION | COPPER FITTINGS | Copper fittings, reducing coupling, 1-1/2"x 1/2" | EA | 76.32
221116200670 | PLUMBING | FACILITY WATER DISTRIBUTION | COPPER FITTINGS | Copper fittings, reducing coupling, 1-1/2"x 3/4" | EA | 75.6
221116200680 | PLUMBING | FACILITY WATER DISTRIBUTION | COPPER FITTINGS | Copper fittings, reducing coupling, 1-1/2"x 1" | EA | 75.6
221116200690 | PLUMBING | FACILITY WATER DISTRIBUTION | COPPER FITTINGS | Copper fittings, reducing coupling, 1-1/2"x 1-1/4" | EA | 75.6
221116200700 | PLUMBING | FACILITY WATER DISTRIBUTION | COPPER FITTINGS | Copper fittings, reducing coupling, 2"x 1/2" | EA | 101
221116200710 | PLUMBING | FACILITY WATER DISTRIBUTION | COPPER FITTINGS | Copper fittings, reducing coupling, 2"x 3/4" | EA | 100
221116200720 | PLUMBING | FACILITY WATER DISTRIBUTION | COPPER FITTINGS | Copper fittings, reducing coupling, 2"x 1" | EA | 99.82
221116200730 | PLUMBING | FACILITY WATER DISTRIBUTION | COPPER FITTINGS | Copper fittings, reducing coupling, 2"x 1-1/4" | EA | 98.54
221116200740 | PLUMBING | FACILITY WATER DISTRIBUTION | COPPER FITTINGS | Copper fittings, reducing coupling, 2"x 1-1/2" | EA | 98.54
221116200750 | PLUMBING | FACILITY WATER DISTRIBUTION | COPPER FITTINGS | Copper fittings, reducing coupling, 2-1/2"x 1" | EA | 139
221116200760 | PLUMBING | FACILITY WATER DISTRIBUTION | COPPER FITTINGS | Copper fittings, reducing coupling, 2-1/2"x 1-1/4" | EA | 138
221116200770 | PLUMBING | FACILITY WATER DISTRIBUTION | COPPER FITTINGS | Copper fittings, reducing coupling, 2-1/2"x 1-1/2" | EA | 133
221116200780 | PLUMBING | FACILITY WATER DISTRIBUTION | COPPER FITTINGS | Copper fittings, reducing coupling, 2-1/2"x 2" | EA | 132
221116200790 | PLUMBING | FACILITY WATER DISTRIBUTION | COPPER FITTINGS | Copper fittings, reducing coupling, 3"x 1-1/2" | EA | 171
221116200800 | PLUMBING | FACILITY WATER DISTRIBUTION | COPPER FITTINGS | Copper fittings, reducing coupling, 3"x 2" | EA | 165
221116200810 | PLUMBING | FACILITY WATER DISTRIBUTION | COPPER FITTINGS | Copper fittings, reducing coupling, 3"x 2-1/2" | EA | 166
221116200820 | PLUMBING | FACILITY WATER DISTRIBUTION | COPPER FITTINGS | Copper fittings, reducing coupling, 4"x 2" | EA | 246
221116200830 | PLUMBING | FACILITY WATER DISTRIBUTION | COPPER FITTINGS | Copper fittings, reducing coupling, 4"x 2-1/2" | EA | 250
221116200840 | PLUMBING | FACILITY WATER DISTRIBUTION | COPPER FITTINGS | Copper fittings, reducing coupling, 4"x 3" | EA | 236
221116200860 | PLUMBING | FACILITY WATER DISTRIBUTION | COPPER FITTINGS | Copper fittings, reducing slip coupling, 1/8" | EA | 30.69
221116200870 | PLUMBING | FACILITY WATER DISTRIBUTION | COPPER FITTINGS | Copper fittings, reducing slip coupling, 1/2" | EA | 37.2
221116200880 | PLUMBING | FACILITY WATER DISTRIBUTION | COPPER FITTINGS | Copper fittings, reducing slip coupling, 3/4" | EA | 47.59
221116200890 | PLUMBING | FACILITY WATER DISTRIBUTION | COPPER FITTINGS | Copper fittings, reducing slip coupling, 1" | EA | 55.65
221116200900 | PLUMBING | FACILITY WATER DISTRIBUTION | COPPER FITTINGS | Copper fittings, reducing slip coupling, 1-1/4" | EA | 64.82
221116201000 | PLUMBING | FACILITY WATER DISTRIBUTION | COPPER FITTINGS | Copper fittings, reducing slip coupling, 1-1/2" | EA | 71.64
221116201020 | PLUMBING | FACILITY WATER DISTRIBUTION | COPPER FITTINGS | Copper fittings, reducing slip coupling, 2" | EA | 94.77
221116201030 | PLUMBING | FACILITY WATER DISTRIBUTION | COPPER FITTINGS | Copper fittings, reducing slip coupling, 2-1/2" | EA | 101
221116201040 | PLUMBING | FACILITY WATER DISTRIBUTION | COPPER FITTINGS | Copper fittings, reducing slip coupling, 3" | EA | 140
221116201050 | PLUMBING | FACILITY WATER DISTRIBUTION | COPPER FITTINGS | Copper fittings, reducing slip coupling, 4" | EA | 205
221116201070 | PLUMBING | FACILITY WATER DISTRIBUTION | COPPER FITTINGS | Copper fittings, coupling with drain, 1/2" | EA | 54.87
221116201080 | PLUMBING | FACILITY WATER DISTRIBUTION | COPPER FITTINGS | Copper fittings, coupling with drain, 3/4" | EA | 64.47
221116201090 | PLUMBING | FACILITY WATER DISTRIBUTION | COPPER FITTINGS | Copper fittings, coupling with drain, 1" | EA | 74.33
221116201120 | PLUMBING | FACILITY WATER DISTRIBUTION | COPPER FITTINGS | Copper fittings, reducer, 3/8"x 1/4" | EA | 38.74
221116201130 | PLUMBING | FACILITY WATER DISTRIBUTION | COPPER FITTINGS | Copper fittings, reducer, 1/2"x 3/8" | EA | 38.18
221116201140 | PLUMBING | FACILITY WATER DISTRIBUTION | COPPER FITTINGS | Copper fittings, reducer, 3/4"x 1/4" | EA | 45.43
221116201150 | PLUMBING | FACILITY WATER DISTRIBUTION | COPPER FITTINGS | Copper fittings, reducer, 3/4"x 3/8" | EA | 45.63
221116201160 | PLUMBING | FACILITY WATER DISTRIBUTION | COPPER FITTINGS | Copper fittings, reducer, 3/4"x 1/2" | EA | 45.84
221116201170 | PLUMBING | FACILITY WATER DISTRIBUTION | COPPER FITTINGS | Copper fittings, reducer, 1"x 1/2" | EA | 51.83
221116201180 | PLUMBING | FACILITY WATER DISTRIBUTION | COPPER FITTINGS | Copper fittings, reducer, 1"x 3/4" | EA | 50.2
221116201190 | PLUMBING | FACILITY WATER DISTRIBUTION | COPPER FITTINGS | Copper fittings, reducer, 1-1/4"x 1/2" | EA | 59.7
221116201200 | PLUMBING | FACILITY WATER DISTRIBUTION | COPPER FITTINGS | Copper fittings, reducer, 1-1/4"x 3/4" | EA | 59.7
221116201210 | PLUMBING | FACILITY WATER DISTRIBUTION | COPPER FITTINGS | Copper fittings, reducer, 1-1/4"x 1" | EA | 59.7
221116201220 | PLUMBING | FACILITY WATER DISTRIBUTION | COPPER FITTINGS | Copper fittings, reducer, 1-1/2"x 1/2" | EA | 66.35
221116201230 | PLUMBING | FACILITY WATER DISTRIBUTION | COPPER FITTINGS | Copper fittings, reducer, 1-1/2"x 3/4" | EA | 66.35
221116201240 | PLUMBING | FACILITY WATER DISTRIBUTION | COPPER FITTINGS | Copper fittings, reducer, 1-1/2"x 1" | EA | 66.35
221116201250 | PLUMBING | FACILITY WATER DISTRIBUTION | COPPER FITTINGS | Copper fittings, reducer, 1-1/2"x 1-1/4" | EA | 66.35
221116201260 | PLUMBING | FACILITY WATER DISTRIBUTION | COPPER FITTINGS | Copper fittings, reducer, 2"x 1/2" | EA | 89.58
221116201270 | PLUMBING | FACILITY WATER DISTRIBUTION | COPPER FITTINGS | Copper fittings, reducer, 2"x 3/4" | EA | 89.58
221116201280 | PLUMBING | FACILITY WATER DISTRIBUTION | COPPER FITTINGS | Copper fittings, reducer, 2"x 1" | EA | 89.58
221116201290 | PLUMBING | FACILITY WATER DISTRIBUTION | COPPER FITTINGS | Copper fittings, reducer, 2"x 1-1/4" | EA | 88.3
221116201300 | PLUMBING | FACILITY WATER DISTRIBUTION | COPPER FITTINGS | Copper fittings, reducer, 2"x 1-1/2" | EA | 88.3
221116201320 | PLUMBING | FACILITY WATER DISTRIBUTION | COPPER FITTINGS | Copper fittings, reducer, 2-1/2"x 1" | EA | 131
221116201330 | PLUMBING | FACILITY WATER DISTRIBUTION | COPPER FITTINGS | Copper fittings, reducer, 2-1/2"x 1-1/4" | EA | 125
221116201340 | PLUMBING | FACILITY WATER DISTRIBUTION | COPPER FITTINGS | Copper fittings, reducer, 2-1/2"x 1-1/2" | EA | 124
221116201350 | PLUMBING | FACILITY WATER DISTRIBUTION | COPPER FITTINGS | Copper fittings, reducer, 2-1/2"x 2" | EA | 123
221116201360 | PLUMBING | FACILITY WATER DISTRIBUTION | COPPER FITTINGS | Copper fittings, reducer, 3"x 1-1/4" | EA | 156
221116201370 | PLUMBING | FACILITY WATER DISTRIBUTION | COPPER FITTINGS | Copper fittings, reducer, 3"x 1-1/2" | EA | 157
221116201380 | PLUMBING | FACILITY WATER DISTRIBUTION | COPPER FITTINGS | Copper fittings, reducer, 3"x 2" | EA | 150
221116201390 | PLUMBING | FACILITY WATER DISTRIBUTION | COPPER FITTINGS | Copper fittings, reducer, 3"x 2-1/2" | EA | 152
221116201400 | PLUMBING | FACILITY WATER DISTRIBUTION | COPPER FITTINGS | Copper fittings, reducer, 4"x 2" | EA | 255
221116201410 | PLUMBING | FACILITY WATER DISTRIBUTION | COPPER FITTINGS | Copper fittings, reducer, 4"x 3" | EA | 242
221116201430 | PLUMBING | FACILITY WATER DISTRIBUTION | COPPER FITTINGS | Copper fittings, female adapters, 1/4" | EA | 41.8
221116201440 | PLUMBING | FACILITY WATER DISTRIBUTION | COPPER FITTINGS | Copper fittings, female adapters, 3/8" | EA | 46.84
221116201450 | PLUMBING | FACILITY WATER DISTRIBUTION | COPPER FITTINGS | Copper fittings, female adapters, 1/2" | EA | 47.72
221116201460 | PLUMBING | FACILITY WATER DISTRIBUTION | COPPER FITTINGS | Copper fittings, female adapters, 3/4" | EA | 53.79
221116201470 | PLUMBING | FACILITY WATER DISTRIBUTION | COPPER FITTINGS | Copper fittings, female adapters, 1" | EA | 59
221116201480 | PLUMBING | FACILITY WATER DISTRIBUTION | COPPER FITTINGS | Copper fittings, female adapters, 1-1/4" | EA | 69.47
221116201490 | PLUMBING | FACILITY WATER DISTRIBUTION | COPPER FITTINGS | Copper fittings, female adapters, 1-1/2" | EA | 76.95
221116201500 | PLUMBING | FACILITY WATER DISTRIBUTION | COPPER FITTINGS | Copper fittings, female adapters, 2" | EA | 88.32
221116201510 | PLUMBING | FACILITY WATER DISTRIBUTION | COPPER FITTINGS | Copper fittings, female adapters, 2-1/2" | EA | 129
221116201520 | PLUMBING | FACILITY WATER DISTRIBUTION | COPPER FITTINGS | Copper fittings, female adapters, 3" | EA | 174
221116201530 | PLUMBING | FACILITY WATER DISTRIBUTION | COPPER FITTINGS | Copper fittings, female adapters, 4" | EA | 208
221116201550 | PLUMBING | FACILITY WATER DISTRIBUTION | COPPER FITTINGS | Copper, increasing female adapters, 1/8"x 3/8" | EA | 43.15
221116201560 | PLUMBING | FACILITY WATER DISTRIBUTION | COPPER FITTINGS | Copper, increasing female adapters, 1/8"x 1/2" | EA | 42.67
221116201570 | PLUMBING | FACILITY WATER DISTRIBUTION | COPPER FITTINGS | Copper, increasing female adapters, 1/4"x 1/2" | EA | 46.09
221116201580 | PLUMBING | FACILITY WATER DISTRIBUTION | COPPER FITTINGS | Copper, increasing female adapters, 3/8"x 1/2" | EA | 48.39
221116201590 | PLUMBING | FACILITY WATER DISTRIBUTION | COPPER FITTINGS | Copper, increasing female adapters, 1/2"x 3/4" | EA | 52.92
221116201600 | PLUMBING | FACILITY WATER DISTRIBUTION | COPPER FITTINGS | Copper, increasing female adapters, 1/2"x 1" | EA | 61.15
221116201610 | PLUMBING | FACILITY WATER DISTRIBUTION | COPPER FITTINGS | Copper, increasing female adapters, 3/4"x 1" | EA | 67.16
221116201620 | PLUMBING | FACILITY WATER DISTRIBUTION | COPPER FITTINGS | Copper, increasing female adapters, 3/4"x 1-1/4" | EA | 78.97
221116201630 | PLUMBING | FACILITY WATER DISTRIBUTION | COPPER FITTINGS | Copper, increasing female adapters, 1"x 1-1/4" | EA | 80.94
221116201640 | PLUMBING | FACILITY WATER DISTRIBUTION | COPPER FITTINGS | Copper, increasing female adapters, 1"x 1-1/2" | EA | 83.76
221116201650 | PLUMBING | FACILITY WATER DISTRIBUTION | COPPER FITTINGS | Copper, increasing female adapters, 1-1/4"x 1-1/2" | EA | 93.06
221116201660 | PLUMBING | FACILITY WATER DISTRIBUTION | COPPER FITTINGS | Copper, increasing female adapters, 1-1/4"x 2" | EA | 103
221116201670 | PLUMBING | FACILITY WATER DISTRIBUTION | COPPER FITTINGS | Copper, increasing female adapters, 1-1/2"x 2" | EA | 129
221116201690 | PLUMBING | FACILITY WATER DISTRIBUTION | COPPER FITTINGS | Copper, reducing female adapters, 3/8"x 1/4" | EA | 47.33
221116201700 | PLUMBING | FACILITY WATER DISTRIBUTION | COPPER FITTINGS | Copper, reducing female adapters, 1/2"x 1/4" | EA | 50.48
221116201710 | PLUMBING | FACILITY WATER DISTRIBUTION | COPPER FITTINGS | Copper, reducing female adapters, 1/2"x 3/8" | EA | 50.48
221116201720 | PLUMBING | FACILITY WATER DISTRIBUTION | COPPER FITTINGS | Copper, reducing female adapters, 3/4"x 1/2" | EA | 57.69
221116201730 | PLUMBING | FACILITY WATER DISTRIBUTION | COPPER FITTINGS | Copper, reducing female adapters, 1"x 1/2" | EA | 64.58
221116201740 | PLUMBING | FACILITY WATER DISTRIBUTION | COPPER FITTINGS | Copper, reducing female adapters, 1"x 3/4" | EA | 61.64
221116201750 | PLUMBING | FACILITY WATER DISTRIBUTION | COPPER FITTINGS | Copper, reducing female adapters, 1-1/4"x 1/2" | EA | 76.01
221116201760 | PLUMBING | FACILITY WATER DISTRIBUTION | COPPER FITTINGS | Copper, reducing female adapters, 1-1/4"x 3/4" | EA | 81
221116201770 | PLUMBING | FACILITY WATER DISTRIBUTION | COPPER FITTINGS | Copper, reducing female adapters, 1-1/4"x 1" | EA | 81
221116201790 | PLUMBING | FACILITY WATER DISTRIBUTION | COPPER FITTINGS | Copper, reducing female adapters, 1-1/2"x 1" | EA | 83.01
221116201800 | PLUMBING | FACILITY WATER DISTRIBUTION | COPPER FITTINGS | Copper, reducing female adapters, 1-1/2"x 1-1/4" | EA | 84.99
221116201810 | PLUMBING | FACILITY WATER DISTRIBUTION | COPPER FITTINGS | Copper, reducing female adapters, 2"x 1" | EA | 95.53
221116201820 | PLUMBING | FACILITY WATER DISTRIBUTION | COPPER FITTINGS | Copper, reducing female adapters, 2"x 1-1/4" | EA | 111
221116201830 | PLUMBING | FACILITY WATER DISTRIBUTION | COPPER FITTINGS | Copper, reducing female adapters, 2"x 1-1/2" | EA | 105
221116201850 | PLUMBING | FACILITY WATER DISTRIBUTION | COPPER FITTINGS | Copper, female x fitting adapters, 1/2" | EA | 54.88
221116201860 | PLUMBING | FACILITY WATER DISTRIBUTION | COPPER FITTINGS | Copper, female x fitting adapters, 3/4" | EA | 57.82
221116201870 | PLUMBING | FACILITY WATER DISTRIBUTION | COPPER FITTINGS | Copper, female x fitting adapters, 3/4"x 1/2" | EA | 62.6
221116201880 | PLUMBING | FACILITY WATER DISTRIBUTION | COPPER FITTINGS | Copper, female x fitting adapters, 1" | EA | 66.99
221116201890 | PLUMBING | FACILITY WATER DISTRIBUTION | COPPER FITTINGS | Copper, female x fitting adapters, 1-1/4" | EA | 80.48
221116201900 | PLUMBING | FACILITY WATER DISTRIBUTION | COPPER FITTINGS | Copper, female x fitting adapters, 1-1/2" | EA | 92.47
221116201910 | PLUMBING | FACILITY WATER DISTRIBUTION | COPPER FITTINGS | Copper, female x fitting adapters, 2" | EA | 108
221116201930 | PLUMBING | FACILITY WATER DISTRIBUTION | COPPER FITTINGS | Copper, male adapters, 1/4" | EA | 52.14
221116201940 | PLUMBING | FACILITY WATER DISTRIBUTION | COPPER FITTINGS | Copper, male adapters, 3/8" | EA | 46.41
221116201950 | PLUMBING | FACILITY WATER DISTRIBUTION | COPPER FITTINGS | Copper, male adapters, 3" | EA | 219
221116201960 | PLUMBING | FACILITY WATER DISTRIBUTION | COPPER FITTINGS | Copper, male adapters, 4" | EA | 291
221116201980 | PLUMBING | FACILITY WATER DISTRIBUTION | COPPER FITTINGS | Copper, increasing male adapters, 3/8"x 1/2" | EA | 48.45
221116201990 | PLUMBING | FACILITY WATER DISTRIBUTION | COPPER FITTINGS | Copper, increasing male adapters, 1/2"x 3/4" | EA | 51.51
221116202000 | PLUMBING | FACILITY WATER DISTRIBUTION | COPPER FITTINGS | Copper, increasing male adapters, 1/2"x 1" | EA | 59.81
221116202010 | PLUMBING | FACILITY WATER DISTRIBUTION | COPPER FITTINGS | Copper, increasing male adapters, 3/4"x 1" | EA | 61.88
221116202020 | PLUMBING | FACILITY WATER DISTRIBUTION | COPPER FITTINGS | Copper, increasing male adapters, 3/4"x 1-1/4" | EA | 65.96
221116202030 | PLUMBING | FACILITY WATER DISTRIBUTION | COPPER FITTINGS | Copper, increasing male adapters, 1"x 1-1/4" | EA | 68.59
221116202040 | PLUMBING | FACILITY WATER DISTRIBUTION | COPPER FITTINGS | Copper, increasing male adapters, 1-1/2"x 3/4" | EA | 75.39
221116202050 | PLUMBING | FACILITY WATER DISTRIBUTION | COPPER FITTINGS | Copper, increasing male adapters, 1-1/2"x 1" | EA | 86.07
221116202060 | PLUMBING | FACILITY WATER DISTRIBUTION | COPPER FITTINGS | Copper, increasing male adapters, 1-1/2"x 1-1/4" | EA | 88.71
221116202070 | PLUMBING | FACILITY WATER DISTRIBUTION | COPPER FITTINGS | Copper, increasing male adapters, 2"x 1" | EA | 116
221116202080 | PLUMBING | FACILITY WATER DISTRIBUTION | COPPER FITTINGS | Copper, increasing male adapters, 2"x 1-1/4" | EA | 117
221116202090 | PLUMBING | FACILITY WATER DISTRIBUTION | COPPER FITTINGS | Copper, increasing male adapters, 2"x 1-1/2" | EA | 114
221116202100 | PLUMBING | FACILITY WATER DISTRIBUTION | COPPER FITTINGS | Copper, increasing male adapters, 2"x 2-1/2" | EA | 158
221116208020 | PLUMBING | FACILITY WATER DISTRIBUTION | COPPER FITTINGS | Copper pipe fittings, 1/2", 90 deg ell | EA | 21.55
221116208040 | PLUMBING | FACILITY WATER DISTRIBUTION | COPPER FITTINGS | Copper pipe fittings, 1/2", 45 deg ell | EA | 21.98
221116208060 | PLUMBING | FACILITY WATER DISTRIBUTION | COPPER FITTINGS | Copper pipe fittings, 1/2", Tee | EA | 28.35
221116208100 | PLUMBING | FACILITY WATER DISTRIBUTION | COPPER FITTINGS | Copper pipe fittings, 1/2", Cap | EA | 11.07
221116208120 | PLUMBING | FACILITY WATER DISTRIBUTION | COPPER FITTINGS | Copper pipe fittings, 1/2", Coupling | EA | 21.11
221116208160 | PLUMBING | FACILITY WATER DISTRIBUTION | COPPER FITTINGS | Copper pipe fittings, 1/2", Union | EA | 30.63
221116208220 | PLUMBING | FACILITY WATER DISTRIBUTION | COPPER FITTINGS | Copper pipe fittings, 3/4", 90 deg ell | EA | 25.96
221116208240 | PLUMBING | FACILITY WATER DISTRIBUTION | COPPER FITTINGS | Copper pipe fittings, 3/4", 45 deg ell | EA | 26.56
221116208260 | PLUMBING | FACILITY WATER DISTRIBUTION | COPPER FITTINGS | Copper pipe fittings, 3/4", Tee | EA | 35.82
221116208290 | PLUMBING | FACILITY WATER DISTRIBUTION | COPPER FITTINGS | Copper pipe fittings, 3/4", Cap | EA | 12.71
221116208300 | PLUMBING | FACILITY WATER DISTRIBUTION | COPPER FITTINGS | Copper pipe fittings, 3/4", Coupling | EA | 24.83
221116208320 | PLUMBING | FACILITY WATER DISTRIBUTION | COPPER FITTINGS | Copper pipe fittings, 3/4", Union | EA | 37.7
221116208380 | PLUMBING | FACILITY WATER DISTRIBUTION | COPPER FITTINGS | Copper pipe fittings, 1", 90 deg ell | EA | 38.11
221116208390 | PLUMBING | FACILITY WATER DISTRIBUTION | COPPER FITTINGS | Copper pipe fittings, 1", 45 deg ell | EA | 40.6
221116208400 | PLUMBING | FACILITY WATER DISTRIBUTION | COPPER FITTINGS | Copper pipe fittings, 1", Tee | EA | 49.34
221116208420 | PLUMBING | FACILITY WATER DISTRIBUTION | COPPER FITTINGS | Copper pipe fittings, 1", Cap | EA | 18.96
221116208430 | PLUMBING | FACILITY WATER DISTRIBUTION | COPPER FITTINGS | Copper pipe fittings, 1", Coupling | EA | 35.82
221116208450 | PLUMBING | FACILITY WATER DISTRIBUTION | COPPER FITTINGS | Copper pipe fittings, 1", Union | EA | 45.74
221116208500 | PLUMBING | FACILITY WATER DISTRIBUTION | COPPER FITTINGS | Copper pipe fittings, 1-1/4", 90 deg ell | EA | 36.81
221116208510 | PLUMBING | FACILITY WATER DISTRIBUTION | COPPER FITTINGS | Copper pipe fittings, 1-1/4", 45 deg ell | EA | 39.49
221116208520 | PLUMBING | FACILITY WATER DISTRIBUTION | COPPER FITTINGS | Copper pipe fittings, 1-1/4", Tee | EA | 63.07
221116208540 | PLUMBING | FACILITY WATER DISTRIBUTION | COPPER FITTINGS | Copper pipe fittings, 1-1/4", Cap | EA | 18.14
221116208560 | PLUMBING | FACILITY WATER DISTRIBUTION | COPPER FITTINGS | Copper pipe fittings, 1-1/4", Union | EA | 58.18
221116208600 | PLUMBING | FACILITY WATER DISTRIBUTION | COPPER FITTINGS | Copper pipe fittings, 1-1/2", 90 deg ell | EA | 46.6
221116208610 | PLUMBING | FACILITY WATER DISTRIBUTION | COPPER FITTINGS | Copper pipe fittings, 1-1/2", 45 deg ell | EA | 49.35
221116208620 | PLUMBING | FACILITY WATER DISTRIBUTION | COPPER FITTINGS | Copper pipe fittings, 1-1/2", Tee | EA | 73.73
221116208640 | PLUMBING | FACILITY WATER DISTRIBUTION | COPPER FITTINGS | Copper pipe fittings, 1-1/2", Cap | EA | 18.14
221116208660 | PLUMBING | FACILITY WATER DISTRIBUTION | COPPER FITTINGS | Copper pipe fittings, 1-1/2", Coupling | EA | 40.6
221116208680 | PLUMBING | FACILITY WATER DISTRIBUTION | COPPER FITTINGS | Copper pipe fittings, 1-1/2", Union | EA | 80.62
221116208910 | PLUMBING | FACILITY WATER DISTRIBUTION | COPPER FITTINGS | Copper pipe fittings, 2", 90 deg ell | EA | 64.34
221116208920 | PLUMBING | FACILITY WATER DISTRIBUTION | COPPER FITTINGS | Copper pipe fittings, 2", 45 deg ell | EA | 82.2
221116208930 | PLUMBING | FACILITY WATER DISTRIBUTION | COPPER FITTINGS | Copper pipe fittings, 2", Tee | EA | 97.02
221116208950 | PLUMBING | FACILITY WATER DISTRIBUTION | COPPER FITTINGS | Copper pipe fittings, 2", Cap | EA | 24.56
221116208960 | PLUMBING | FACILITY WATER DISTRIBUTION | COPPER FITTINGS | Copper pipe fittings, 2", Coupling | EA | 53.2
221116208980 | PLUMBING | FACILITY WATER DISTRIBUTION | COPPER FITTINGS | Copper pipe fittings, 2", Union | EA | 88.08
221116209020 | PLUMBING | FACILITY WATER DISTRIBUTION | COPPER FITTINGS | Copper pipe fittings, 2-1/2", 90 deg ell | EA | 99.5
221116209030 | PLUMBING | FACILITY WATER DISTRIBUTION | COPPER FITTINGS | Copper pipe fittings, 2-1/2", 45 deg ell | EA | 92.66
221116209040 | PLUMBING | FACILITY WATER DISTRIBUTION | COPPER FITTINGS | Copper pipe fittings, 2-1/2", Tee | EA | 119
221116209070 | PLUMBING | FACILITY WATER DISTRIBUTION | COPPER FITTINGS | Copper pipe fittings, 2-1/2", Cap | EA | 35.88
221116209080 | PLUMBING | FACILITY WATER DISTRIBUTION | COPPER FITTINGS | Copper pipe fittings, 2-1/2", Coupling | EA | 70.99
221116209100 | PLUMBING | FACILITY WATER DISTRIBUTION | COPPER FITTINGS | Copper pipe fittings, 2-1/2", Union | EA | 130
221116501020 | PLUMBING | FACILITY WATER DISTRIBUTION | BRASS FITTINGS | Brass fitings, compression union, 3/8" | EA | 17.81
221116501030 | PLUMBING | FACILITY WATER DISTRIBUTION | BRASS FITTINGS | Brass fittings, compression union, 1/2" | EA | 21.12
221116501040 | PLUMBING | FACILITY WATER DISTRIBUTION | BRASS FITTINGS | Brass fittings, compression union, 5/8" | EA | 22.8
221116501060 | PLUMBING | FACILITY WATER DISTRIBUTION | BRASS FITTINGS | Brass fittings, compression union elbow, 3/8" | EA | 24.1
221116501070 | PLUMBING | FACILITY WATER DISTRIBUTION | BRASS FITTINGS | Brass fittings, compression union elbow, 1/2" | EA | 30.18
221116501080 | PLUMBING | FACILITY WATER DISTRIBUTION | BRASS FITTINGS | Brass fittings, compression union elbow, 5/8" | EA | 35.38
221116501100 | PLUMBING | FACILITY WATER DISTRIBUTION | BRASS FITTINGS | Brass fittings, compression union tee, 3/8" | EA | 23.53
221116501120 | PLUMBING | FACILITY WATER DISTRIBUTION | BRASS FITTINGS | Brass fittings, compression union tee, 1/2" | EA | 27.35
221116501130 | PLUMBING | FACILITY WATER DISTRIBUTION | BRASS FITTINGS | Brass fittings, compression union tee, 5/8" | EA | 32.27
221116502020 | PLUMBING | FACILITY WATER DISTRIBUTION | BRASS FITTINGS | Brass ftngs, flare, union, 3/8" | EA | 18.18
221116502030 | PLUMBING | FACILITY WATER DISTRIBUTION | BRASS FITTINGS | Brass ftngs, flare, union, 1/2" | EA | 19.58
221116502040 | PLUMBING | FACILITY WATER DISTRIBUTION | BRASS FITTINGS | Brass ftngs, flare, union, 5/8" | EA | 21.05
221116502060 | PLUMBING | FACILITY WATER DISTRIBUTION | BRASS FITTINGS | Brass ftngs, flare, 90 deg elbow union, 3/8" | EA | 22.42
221116502070 | PLUMBING | FACILITY WATER DISTRIBUTION | BRASS FITTINGS | Brass ftngs, flare, 90 deg elbow union, 1/2" | EA | 26.11
221116502080 | PLUMBING | FACILITY WATER DISTRIBUTION | BRASS FITTINGS | Brass ftngs, flare, 90 deg elbow union, 5/8" | EA | 34.9
221116700020 | PLUMBING | FACILITY WATER DISTRIBUTION | CHROME PLATED FITTINGS | Chrome plated fittings, 90 ell, 1/2" | EA | 44.46
221116700030 | PLUMBING | FACILITY WATER DISTRIBUTION | CHROME PLATED FITTINGS | Chrome plated fittings, 90 ell, 3/4" | EA | 50.8
221116700040 | PLUMBING | FACILITY WATER DISTRIBUTION | CHROME PLATED FITTINGS | Chrome plated fittings, 45 ell, 3/8" | EA | 50.8
221116700050 | PLUMBING | FACILITY WATER DISTRIBUTION | CHROME PLATED FITTINGS | Chrome plated fittings, 45 ell, 1/2" | EA | 59.86
221116700060 | PLUMBING | FACILITY WATER DISTRIBUTION | CHROME PLATED FITTINGS | Chrome plated fittings, tee, 3/8" | EA | 60.59
221116700070 | PLUMBING | FACILITY WATER DISTRIBUTION | CHROME PLATED FITTINGS | Chrome plated fittings, tee, 1/2" | EA | 66.33
221116700080 | PLUMBING | FACILITY WATER DISTRIBUTION | CHROME PLATED FITTINGS | Chrome plated fittings, coupling, 3/8" | EA | 43.92
221116700090 | PLUMBING | FACILITY WATER DISTRIBUTION | CHROME PLATED FITTINGS | Chrome plated fittings, coupling, 1/2" | EA | 43.92
221116700100 | PLUMBING | FACILITY WATER DISTRIBUTION | CHROME PLATED FITTINGS | Chrome plated fittings, union, 3/8" | EA | 57.9
221116700110 | PLUMBING | FACILITY WATER DISTRIBUTION | CHROME PLATED FITTINGS | Chrome plated fittings, union, 1/2" | EA | 59.16
221116700130 | PLUMBING | FACILITY WATER DISTRIBUTION | CHROME PLATED FITTINGS | Chrome plated fittings, tee, 1/2"x 3/8"x 3/8" | EA | 70.38
221116700140 | PLUMBING | FACILITY WATER DISTRIBUTION | CHROME PLATED FITTINGS | Chrome plated fittings, tee, 1/2"x 3/8"x 1/2" | EA | 71.1
221116801000 | PLUMBING | FACILITY WATER DISTRIBUTION | PVC/CPVC PIPE | PVC pipe, sch 40, 1/2" pipe | LF | 4.37
221116801020 | PLUMBING | FACILITY WATER DISTRIBUTION | PVC/CPVC PIPE | PVC pipe, sch 40, 3/4" pipe | LF | 4.95
221116801040 | PLUMBING | FACILITY WATER DISTRIBUTION | PVC/CPVC PIPE | PVC pipe, sch 40, 1" pipe | LF | 5.58
221116801060 | PLUMBING | FACILITY WATER DISTRIBUTION | PVC/CPVC PIPE | PVC pipe, sch 40, 1-1/4" pipe | LF | 6.4
221116801080 | PLUMBING | FACILITY WATER DISTRIBUTION | PVC/CPVC PIPE | PVC pipe, sch 40, 1-1/2" pipe | LF | 7.73
221116801100 | PLUMBING | FACILITY WATER DISTRIBUTION | PVC/CPVC PIPE | PVC pipe, sch 40, 2" pipe | LF | 9.09
221116801110 | PLUMBING | FACILITY WATER DISTRIBUTION | PVC/CPVC PIPE | PVC pipe, sch 40, 2-1/2" pipe | LF | 11.8
221116801120 | PLUMBING | FACILITY WATER DISTRIBUTION | PVC/CPVC PIPE | PVC pipe, sch 40, 3" pipe | LF | 14.48
221116801130 | PLUMBING | FACILITY WATER DISTRIBUTION | PVC/CPVC PIPE | PVC pipe, sch 40, 4" pipe | LF | 19.09
221116801140 | PLUMBING | FACILITY WATER DISTRIBUTION | PVC/CPVC PIPE | PVC pipe, sch 40, 6" pipe | LF | 36.61
221116801150 | PLUMBING | FACILITY WATER DISTRIBUTION | PVC/CPVC PIPE | PVC pipe, sch 40, 8" pipe | LF | 50.65
221116803070 | PLUMBING | FACILITY WATER DISTRIBUTION | PVC/CPVC PIPE | PVC pipe, sch 80, 1-1/2" pipe | LF | 8.41
221116803071 | PLUMBING | FACILITY WATER DISTRIBUTION | PVC/CPVC PIPE | PVC pipe, sch 80, 2" pipe | LF | 10.2
221116803100 | PLUMBING | FACILITY WATER DISTRIBUTION | PVC/CPVC PIPE | PVC pipe, sch 80, 3" pipe | LF | 16.78
221116803110 | PLUMBING | FACILITY WATER DISTRIBUTION | PVC/CPVC PIPE | PVC pipe, sch 80, 4" pipe | LF | 21.41
221116807030 | PLUMBING | FACILITY WATER DISTRIBUTION | PVC/CPVC PIPE | Polypropylene, acid res, DWV, sch 40, 1-1/2" pipe | LF | 17.43
221116807040 | PLUMBING | FACILITY WATER DISTRIBUTION | PVC/CPVC PIPE | Polypropylene, acid res, DWV, sch 40, 2" pipe | LF | 22.36
221116807050 | PLUMBING | FACILITY WATER DISTRIBUTION | PVC/CPVC PIPE | Polypropylene, acid res, DWV, sch 40, 3" pipe | LF | 39.4
221116807060 | PLUMBING | FACILITY WATER DISTRIBUTION | PVC/CPVC PIPE | Polypropylene, acid res, DWV, sch 40, 4" pipe | LF | 50
221116807070 | PLUMBING | FACILITY WATER DISTRIBUTION | PVC/CPVC PIPE | Polypropylene, acid res, DWV, sch 40, 6" pipe | LF | 99.56
221116808020 | PLUMBING | FACILITY WATER DISTRIBUTION | PVC/CPVC PIPE | Polyethylene pipe, SDR-21, 3" pipe | LF | 15.33
221116808030 | PLUMBING | FACILITY WATER DISTRIBUTION | PVC/CPVC PIPE | Polyethylene pipe, SDR-21, 4" pipe | LF | 21.46
221116808040 | PLUMBING | FACILITY WATER DISTRIBUTION | PVC/CPVC PIPE | Polyethylene pipe, SDR-21, 6" pipe | LF | 31.46
221116808050 | PLUMBING | FACILITY WATER DISTRIBUTION | PVC/CPVC PIPE | Polyethylene pipe, SDR-21, 8" pipe | LF | 38.75
221116808060 | PLUMBING | FACILITY WATER DISTRIBUTION | PVC/CPVC PIPE | Polyethylene pipe, SDR-21, 10" pipe | LF | 44.68
221116901030 | PLUMBING | FACILITY WATER DISTRIBUTION | STEEL PIPE | Black steel, extra heavy pipe, threaded, 1/2" pipe | LF | 6.41
221116901100 | PLUMBING | FACILITY WATER DISTRIBUTION | STEEL PIPE | Black steel, extra heavy pipe, threaded, 3/4" pipe | LF | 7.23
221116901200 | PLUMBING | FACILITY WATER DISTRIBUTION | STEEL PIPE | Black steel, extra heavy, threaded, 1" pipe | LF | 9.16
221116901400 | PLUMBING | FACILITY WATER DISTRIBUTION | STEEL PIPE | Black steel, extra heavy, threaded, 1-1/2" pipe | LF | 12.01
221116901500 | PLUMBING | FACILITY WATER DISTRIBUTION | STEEL PIPE | Black steel, extra heavy, threaded, 2-1/2" pipe | LF | 25.27
221116901610 | PLUMBING | FACILITY WATER DISTRIBUTION | STEEL PIPE | Black steel, extra heavy, threaded, 3" pipe | LF | 33.61
221116901700 | PLUMBING | FACILITY WATER DISTRIBUTION | STEEL PIPE | Black steel, extra heavy, threaded, 4" pipe | LF | 46.31
221116901800 | PLUMBING | FACILITY WATER DISTRIBUTION | STEEL PIPE | Black steel, extra heavy, threaded, 5" pipe | LF | 60.58
221116901900 | PLUMBING | FACILITY WATER DISTRIBUTION | STEEL PIPE | Black steel, extra heavy, threaded, 6" pipe | LF | 70.08
221116902000 | PLUMBING | FACILITY WATER DISTRIBUTION | STEEL PIPE | Black steel, extra heavy, threaded, 8" pipe | LF | 100
221116902100 | PLUMBING | FACILITY WATER DISTRIBUTION | STEEL PIPE | Black steel, extra heavy, threaded, 10" pipe | LF | 146
221116902200 | PLUMBING | FACILITY WATER DISTRIBUTION | STEEL PIPE | Black steel, extra heavy, threaded, 12" pipe | LF | 190
221116904010 | PLUMBING | FACILITY WATER DISTRIBUTION | STEEL PIPE | Malleable iron, threaded, 1/2", 90 deg ell | EA | 33.28
221116904020 | PLUMBING | FACILITY WATER DISTRIBUTION | STEEL PIPE | Malleable iron, threaded, 1/2", 45 deg ell | EA | 34.46
221116904030 | PLUMBING | FACILITY WATER DISTRIBUTION | STEEL PIPE | Malleable iron, threaded, 1/2", tee | EA | 48.51
221116904090 | PLUMBING | FACILITY WATER DISTRIBUTION | STEEL PIPE | Malleable iron, threaded, 3/4", 90 deg ell | EA | 33.86
221116904100 | PLUMBING | FACILITY WATER DISTRIBUTION | STEEL PIPE | Malleable iron, threaded, 3/4", 45 deg ell | EA | 51.11
221116904120 | PLUMBING | FACILITY WATER DISTRIBUTION | STEEL PIPE | Malleable iron, threaded, 3/4", tee | EA | 50.15
221116904180 | PLUMBING | FACILITY WATER DISTRIBUTION | STEEL PIPE | Malleable iron, threaded, 1", 90 deg ell | EA | 42
221116904200 | PLUMBING | FACILITY WATER DISTRIBUTION | STEEL PIPE | Malleable iron, threaded, 1", 45 deg ell | EA | 43.97
221116904210 | PLUMBING | FACILITY WATER DISTRIBUTION | STEEL PIPE | Malleable iron, threaded, 1", tee | EA | 59.01
221116904270 | PLUMBING | FACILITY WATER DISTRIBUTION | STEEL PIPE | Malleable iron, threaded, 1-1/2", 90 deg ell | EA | 57.36
221116904280 | PLUMBING | FACILITY WATER DISTRIBUTION | STEEL PIPE | Malleable iron, threaded, 1-1/2", 45 deg ell | EA | 60.35
221116904300 | PLUMBING | FACILITY WATER DISTRIBUTION | STEEL PIPE | Malleable iron, threaded, 1-1/2", tee | EA | 82.37
221116904370 | PLUMBING | FACILITY WATER DISTRIBUTION | STEEL PIPE | Malleable iron, threaded, 2-1/2", 90 deg ell | EA | 160
221116904380 | PLUMBING | FACILITY WATER DISTRIBUTION | STEEL PIPE | Malleable iron, threaded, 2-1/2", 45 deg ell | EA | 180
221116904400 | PLUMBING | FACILITY WATER DISTRIBUTION | STEEL PIPE | Malleable iron, threaded, 2-1/2", tee | EA | 217
221116904450 | PLUMBING | FACILITY WATER DISTRIBUTION | STEEL PIPE | Malleable iron, threaded, 3", 90 deg ell | EA | 220
221116904470 | PLUMBING | FACILITY WATER DISTRIBUTION | STEEL PIPE | Malleable iron, threaded, 3", 45 deg ell | EA | 238
221116904480 | PLUMBING | FACILITY WATER DISTRIBUTION | STEEL PIPE | Malleable iron, threaded, 3", tee | EA | 323
221116904540 | PLUMBING | FACILITY WATER DISTRIBUTION | STEEL PIPE | Malleable iron, threaded, 4", 90 deg ell | EA | 331
221116904550 | PLUMBING | FACILITY WATER DISTRIBUTION | STEEL PIPE | Malleable iron, threaded, 4", 45 deg ell | EA | 353
221116904560 | PLUMBING | FACILITY WATER DISTRIBUTION | STEEL PIPE | Malleable iron, threaded, 4", tee | EA | 538
221116904710 | PLUMBING | FACILITY WATER DISTRIBUTION | STEEL PIPE | Malleable iron, threaded, 6", 90 deg ell | EA | 604
221116904720 | PLUMBING | FACILITY WATER DISTRIBUTION | STEEL PIPE | Malleable iron, threaded, 6", 45 deg ell | EA | 669
221116904730 | PLUMBING | FACILITY WATER DISTRIBUTION | STEEL PIPE | Malleable iron, threaded, 6", tee | EA | 1053
221116904900 | PLUMBING | FACILITY WATER DISTRIBUTION | STEEL PIPE | Malleable iron, threaded, 8", 90 deg ell | EA | 1203
221116904905 | PLUMBING | FACILITY WATER DISTRIBUTION | STEEL PIPE | Malleable iron, threaded, 8", 45 deg ell | EA | 1311
221116904910 | PLUMBING | FACILITY WATER DISTRIBUTION | STEEL PIPE | Malleable iron, threaded, 8", tee | EA | 1146
221116904985 | PLUMBING | FACILITY WATER DISTRIBUTION | STEEL PIPE | Malleable iron, threaded, 10", 90 deg ell | EA | 1374
221116904990 | PLUMBING | FACILITY WATER DISTRIBUTION | STEEL PIPE | Malleable iron, threaded, 10", 45 deg ell | EA | 1496
221116905030 | PLUMBING | FACILITY WATER DISTRIBUTION | STEEL PIPE | Malleable iron, threaded, 10", tee | EA | 1227
221116905110 | PLUMBING | FACILITY WATER DISTRIBUTION | STEEL PIPE | Malleable iron, threaded, 12", 90 deg ell | EA | 1581
221116905120 | PLUMBING | FACILITY WATER DISTRIBUTION | STEEL PIPE | Malleable iron, threaded, 12", 45 deg ell | EA | 1717
221116905130 | PLUMBING | FACILITY WATER DISTRIBUTION | STEEL PIPE | Malleable iron, threaded, 12", tee | EA | 1523
221117001020 | PLUMBING | FACILITY WATER DISTRIBUTION | GALVANIZED STEEL PIPE | Galvanized steel, 1/2" pipe | LF | 13.94
221117001040 | PLUMBING | FACILITY WATER DISTRIBUTION | GALVANIZED STEEL PIPE | Galvanized steel, 3/4" pipe | LF | 17.69
221117001050 | PLUMBING | FACILITY WATER DISTRIBUTION | GALVANIZED STEEL PIPE | Galvanized steel, 1" pipe | LF | 19.43
221117001060 | PLUMBING | FACILITY WATER DISTRIBUTION | GALVANIZED STEEL PIPE | Galvanized steel, 1-1/4" pipe | LF | 23.15
221117001070 | PLUMBING | FACILITY WATER DISTRIBUTION | GALVANIZED STEEL PIPE | Galvanized steel, 1-1/2" pipe | LF | 26.94
221117001080 | PLUMBING | FACILITY WATER DISTRIBUTION | GALVANIZED STEEL PIPE | Galvanized steel, 2" pipe | LF | 35.38
221117001090 | PLUMBING | FACILITY WATER DISTRIBUTION | GALVANIZED STEEL PIPE | Galvanized steel, 2-1/2" pipe | LF | 48.55
221117001100 | PLUMBING | FACILITY WATER DISTRIBUTION | GALVANIZED STEEL PIPE | Galvanized steel, 3" pipe | LF | 57.88
221117001110 | PLUMBING | FACILITY WATER DISTRIBUTION | GALVANIZED STEEL PIPE | Galvanized steel, 4" pipe | LF | 72.64
221117001120 | PLUMBING | FACILITY WATER DISTRIBUTION | GALVANIZED STEEL PIPE | Galvanized steel, 6" pipe | LF | 139
221117104000 | PLUMBING | FACILITY WATER DISTRIBUTION | STAINLESS STEEL PIPE | Stainless steel, sch 40, threaded, 1/2" pipe | LF | 23.41
221117104005 | PLUMBING | FACILITY WATER DISTRIBUTION | STAINLESS STEEL PIPE | Stainless steel, sch 40, threaded, 3/4" pipe | LF | 27.97
221117104090 | PLUMBING | FACILITY WATER DISTRIBUTION | STAINLESS STEEL PIPE | Stainless steel, sch 40, threaded, 1" pipe | LF | 31.08
221117104100 | PLUMBING | FACILITY WATER DISTRIBUTION | STAINLESS STEEL PIPE | Stainless steel, sch 40, threaded, 1-1/2" pipe | LF | 38.4
221117104200 | PLUMBING | FACILITY WATER DISTRIBUTION | STAINLESS STEEL PIPE | Stainless steel, sch 40, threaded, 2" pipe | LF | 51.55
221117104220 | PLUMBING | FACILITY WATER DISTRIBUTION | STAINLESS STEEL PIPE | Stainless steel, sch 40, threaded, 2-1/2" pipe | LF | 67.34
221117104240 | PLUMBING | FACILITY WATER DISTRIBUTION | STAINLESS STEEL PIPE | Stainless steel, sch 40, threaded, 3" pipe | LF | 89.35
221117104260 | PLUMBING | FACILITY WATER DISTRIBUTION | STAINLESS STEEL PIPE | Stainless steel, sch 40, threaded, 4" pipe | LF | 111
221119100100 | PLUMBING | FACILITY WATER DISTRIBUTION | BACKFLOW PREVENTERS | Backflow preventer, flanged, CI, w/valves, 3" pipe | EA | 4474
221119100120 | PLUMBING | FACILITY WATER DISTRIBUTION | BACKFLOW PREVENTERS | Backflow preventer, flanged, CI, w/valves, 4" pipe | EA | 5196
221119100130 | PLUMBING | FACILITY WATER DISTRIBUTION | BACKFLOW PREVENTERS | Backflow preventer, flanged, CI, w/valves, 6" pipe | EA | 8776
221119100140 | PLUMBING | FACILITY WATER DISTRIBUTION | BACKFLOW PREVENTERS | Backflow preventer, flanged, CI, w/valves, 8" pipe | EA | 13136
221119102000 | PLUMBING | FACILITY WATER DISTRIBUTION | BACKFLOW PREVENTERS | Backflow preventer, threaded, CI, w/valves, 3/4" pipe | EA | 695
221119102020 | PLUMBING | FACILITY WATER DISTRIBUTION | BACKFLOW PREVENTERS | Backflow preventer, threaded, CI, w/valves, 2" pipe | EA | 1212
221119103100 | PLUMBING | FACILITY WATER DISTRIBUTION | BACKFLOW PREVENTERS | Reduced pressure assembly, bronze threaded, 3/4" | EA | 691
221119103120 | PLUMBING | FACILITY WATER DISTRIBUTION | BACKFLOW PREVENTERS | Reduced pressure assembly, bronze threaded, 1" | EA | 728
221119103140 | PLUMBING | FACILITY WATER DISTRIBUTION | BACKFLOW PREVENTERS | Reduced pressure assembly, bronze threaded, 1-1/4" | EA | 1033
221119103160 | PLUMBING | FACILITY WATER DISTRIBUTION | BACKFLOW PREVENTERS | Reduced pressure assembly, bronze threaded, 1-1/2" | EA | 1170
221119601010 | PLUMBING | FACILITY WATER DISTRIBUTION | VACUUM BREAKERS | Vacuum breaker, atmospheric, threaded conn, 3/4" | EA | 91.25
221119601015 | PLUMBING | FACILITY WATER DISTRIBUTION | VACUUM BREAKERS | Vacuum breaker, atmospheric, threaded connection, 1" | EA | 116
221119601020 | PLUMBING | FACILITY WATER DISTRIBUTION | VACUUM BREAKERS | Vacuum breaker, anti-siphon, brass, 3/4" | EA | 95.78
221119601030 | PLUMBING | FACILITY WATER DISTRIBUTION | VACUUM BREAKERS | Vacuum breaker, anti-siphon, brass, 1" | EA | 129
221119601040 | PLUMBING | FACILITY WATER DISTRIBUTION | VACUUM BREAKERS | Vacuum breaker, anti-siphon, brass, 1-1/4" | EA | 205
221119601050 | PLUMBING | FACILITY WATER DISTRIBUTION | VACUUM BREAKERS | Vacuum breaker, anti-siphon, brass, 1-1/2" | EA | 243
221119601060 | PLUMBING | FACILITY WATER DISTRIBUTION | VACUUM BREAKERS | Vacuum breaker, anti-siphon, brass, 2" | EA | 356
221123001000 | PLUMBING | FACILITY WATER DISTRIBUTION | PUMPS | In line pump, bronze, centrifugal, 5 gpm, 20' head | EA | 735
221123001010 | PLUMBING | FACILITY WATER DISTRIBUTION | PUMPS | In line pump, bronze, centrifugal, 20 gpm, 40' head | EA | 1274
221123001020 | PLUMBING | FACILITY WATER DISTRIBUTION | PUMPS | In line pump, bronze, centrifugal, 50 gpm, 50' head | EA | 1503
221123001070 | PLUMBING | FACILITY WATER DISTRIBUTION | PUMPS | Cast iron, centrifugal, 50 gpm, 200' head | EA | 1430
221123001080 | PLUMBING | FACILITY WATER DISTRIBUTION | PUMPS | Cast iron, centrifugal, 100 gpm, 100' head | EA | 2399
221123001520 | PLUMBING | FACILITY WATER DISTRIBUTION | PUMPS | Centrifugal, close cpl, CI, 1 stage, 50 gpm, 100' head | EA | 1689
221123001530 | PLUMBING | FACILITY WATER DISTRIBUTION | PUMPS | Centrifugal, close cpl, CI, 1 stage, 100 gpm, 100' head | EA | 2066
221123001540 | PLUMBING | FACILITY WATER DISTRIBUTION | PUMPS | Centrifugal, base mount, CI, 1 stage, 50 gpm, 100' head | EA | 3333
221123001550 | PLUMBING | FACILITY WATER DISTRIBUTION | PUMPS | Centrifugal, base mount, CI, 1 stage, 100 gpm, 50' head | EA | 3810
221123001560 | PLUMBING | FACILITY WATER DISTRIBUTION | PUMPS | Centrifugal, base mount, CI, 1 stage, 200 gpm, 100' hed | EA | 4909
221123001570 | PLUMBING | FACILITY WATER DISTRIBUTION | PUMPS | Centrifugal, base mount, CI, 1 stage, 300 gpm, 175' hed | EA | 5207
221123006000 | PLUMBING | FACILITY WATER DISTRIBUTION | PUMPS | Condensate pump, simplex, 1000 sf EDR, 2 gpm | EA | 2398
221123006010 | PLUMBING | FACILITY WATER DISTRIBUTION | PUMPS | Condensate pump, simplex, 2000 sf EDR, 3 gpm | EA | 2424
221123006020 | PLUMBING | FACILITY WATER DISTRIBUTION | PUMPS | Condensate pump, simplex, 4000 sf EDR, 6 gpm | EA | 2506
221123006030 | PLUMBING | FACILITY WATER DISTRIBUTION | PUMPS | Condensate pump, simplex, 6000 sf EDR, 9 gpm | EA | 2532
221123006040 | PLUMBING | FACILITY WATER DISTRIBUTION | PUMPS | Condensate pump, duplex, brnz, 8000 sf EDR, 12 gpm | EA | 3171
221123006050 | PLUMBING | FACILITY WATER DISTRIBUTION | PUMPS | Condensate pump, duplex, brnz, 10,000 sf EDR, 15 gpm | EA | 3570
221123006060 | PLUMBING | FACILITY WATER DISTRIBUTION | PUMPS | Condensate pump, duplex, brnz, 15,000 sf EDR, 23 gpm | EA | 4223
221123006070 | PLUMBING | FACILITY WATER DISTRIBUTION | PUMPS | Condensate pump, duplex, brnz, 20,000 sf EDR, 30 gpm | EA | 5214
221123006080 | PLUMBING | FACILITY WATER DISTRIBUTION | PUMPS | Condensate pump, duplex, brnz, 25,000 sf EDR, 38 gpm | EA | 5334
221200401000 | PLUMBING | FACILITY POTABLE-WATER STORAGE TANKS | STORAGE TANKS | Hot water storage tank, cement lined, 10 gal | EA | 838
221200401020 | PLUMBING | FACILITY POTABLE-WATER STORAGE TANKS | STORAGE TANKS | Hot water storage tank, cement lined, 70 gallon | EA | 2150
221200401040 | PLUMBING | FACILITY POTABLE-WATER STORAGE TANKS | STORAGE TANKS | Hot water storage tank, cement lined, 200 gallon | EA | 3862
221200401060 | PLUMBING | FACILITY POTABLE-WATER STORAGE TANKS | STORAGE TANKS | Hot water storage tank, cement lined, 900 gallon | EA | 4463
221200401080 | PLUMBING | FACILITY POTABLE-WATER STORAGE TANKS | STORAGE TANKS | Hot water storage tank, cement lined, 1100 gallon | EA | 5589
221200401100 | PLUMBING | FACILITY POTABLE-WATER STORAGE TANKS | STORAGE TANKS | Hot water storage tank, cement lined, 2000 gallon | EA | 7500
221314000010 | PLUMBING | FACILITY SANITARY SEWERAGE | EXTRA HEAVY SOIL PIPE | Extra heavy soil pipe, single hub, 2"x 5' | EA | 193
221314000020 | PLUMBING | FACILITY SANITARY SEWERAGE | EXTRA HEAVY SOIL PIPE | Extra heavy soil pipe, single hub, 3"x 5' | EA | 227
221314000030 | PLUMBING | FACILITY SANITARY SEWERAGE | EXTRA HEAVY SOIL PIPE | Extra heavy soil pipe, single hub, 4"x 5' | EA | 278
221314000040 | PLUMBING | FACILITY SANITARY SEWERAGE | EXTRA HEAVY SOIL PIPE | Extra heavy soil pipe, single hub, 6"x 5' | EA | 331
221314000050 | PLUMBING | FACILITY SANITARY SEWERAGE | EXTRA HEAVY SOIL PIPE | Extra heavy soil pipe, double hub, 2"x 5' | EA | 144
221314000060 | PLUMBING | FACILITY SANITARY SEWERAGE | EXTRA HEAVY SOIL PIPE | Extra heavy soil pipe, double hub, 4"x 5' | EA | 178
221314000070 | PLUMBING | FACILITY SANITARY SEWERAGE | EXTRA HEAVY SOIL PIPE | Extra heavy soil pipe, double hub, 5"x 5' | EA | 263
221314000080 | PLUMBING | FACILITY SANITARY SEWERAGE | EXTRA HEAVY SOIL PIPE | Extra heavy soil pipe, double hub, 6"x 5' | EA | 307
221314000090 | PLUMBING | FACILITY SANITARY SEWERAGE | EXTRA HEAVY SOIL PIPE | Extra heavy soil pipe, single hub, 3"x 10' | EA | 259
221314000100 | PLUMBING | FACILITY SANITARY SEWERAGE | EXTRA HEAVY SOIL PIPE | Extra heavy soil pipe, single hub, 4"x 10' | EA | 335
221314000110 | PLUMBING | FACILITY SANITARY SEWERAGE | EXTRA HEAVY SOIL PIPE | Extra heavy soil pipe, single hub, 6"x 10' | EA | 493
221315000020 | PLUMBING | FACILITY SANITARY SEWERAGE | SERVICE WEIGHT PIPE | Service weight pipe, single hub 3"x 5' | EA | 99.71
221315000030 | PLUMBING | FACILITY SANITARY SEWERAGE | SERVICE WEIGHT PIPE | Service weight pipe, single hub 4"x 5' | EA | 114
221315000050 | PLUMBING | FACILITY SANITARY SEWERAGE | SERVICE WEIGHT PIPE | Service weight pipe, single hub 6"x 5' | EA | 199
221315000100 | PLUMBING | FACILITY SANITARY SEWERAGE | SERVICE WEIGHT PIPE | Service weight pipe, double hub 3"x 5' | EA | 114
221315000110 | PLUMBING | FACILITY SANITARY SEWERAGE | SERVICE WEIGHT PIPE | Service weight pipe, double hub, 4"x 5' | EA | 128
221315000130 | PLUMBING | FACILITY SANITARY SEWERAGE | SERVICE WEIGHT PIPE | Service weight pipe, double hub, 6"x 5' | EA | 217
221315000170 | PLUMBING | FACILITY SANITARY SEWERAGE | SERVICE WEIGHT PIPE | Service weight pipe, single hub, 3"x 10' | EA | 131
221315000180 | PLUMBING | FACILITY SANITARY SEWERAGE | SERVICE WEIGHT PIPE | Service weight pipe, single hub, 4"x 10' | EA | 164
221315000200 | PLUMBING | FACILITY SANITARY SEWERAGE | SERVICE WEIGHT PIPE | Service weight pipe, single hub, 6"x 10' | EA | 268
221315000410 | PLUMBING | FACILITY SANITARY SEWERAGE | SERVICE WEIGHT PIPE | Service weight pipe, 1/8 bend, 3" | EA | 57.12
221315000420 | PLUMBING | FACILITY SANITARY SEWERAGE | SERVICE WEIGHT PIPE | Service weight pipe, 1/8 bend, 4" | EA | 71.81
221315000440 | PLUMBING | FACILITY SANITARY SEWERAGE | SERVICE WEIGHT PIPE | Service weight pipe, 1/8 bend, 6" | EA | 97.48
221315000540 | PLUMBING | FACILITY SANITARY SEWERAGE | SERVICE WEIGHT PIPE | Service weight pipe, 1/4 bend, 3" | EA | 61.33
221315000550 | PLUMBING | FACILITY SANITARY SEWERAGE | SERVICE WEIGHT PIPE | Service weight pipe, 1/4 bend, 4" | EA | 80.48
221315000570 | PLUMBING | FACILITY SANITARY SEWERAGE | SERVICE WEIGHT PIPE | Service weight pipe, 1/4 bend, 6" | EA | 114
221315000650 | PLUMBING | FACILITY SANITARY SEWERAGE | SERVICE WEIGHT PIPE | Service weight pipe, sweep, 3" | EA | 77.03
221315000660 | PLUMBING | FACILITY SANITARY SEWERAGE | SERVICE WEIGHT PIPE | Service weight pipe, sweep, 4" | EA | 101
221315000680 | PLUMBING | FACILITY SANITARY SEWERAGE | SERVICE WEIGHT PIPE | Service weight pipe, sweep, 6" | EA | 166
221315000790 | PLUMBING | FACILITY SANITARY SEWERAGE | SERVICE WEIGHT PIPE | Service weight pipe, sanitary T, 3" | EA | 107
221315000820 | PLUMBING | FACILITY SANITARY SEWERAGE | SERVICE WEIGHT PIPE | Service weight pipe, sanitary T, 4" | EA | 127
221315000840 | PLUMBING | FACILITY SANITARY SEWERAGE | SERVICE WEIGHT PIPE | Service weight pipe, sanitary T, 6" | EA | 200
221315000870 | PLUMBING | FACILITY SANITARY SEWERAGE | SERVICE WEIGHT PIPE | Service weight pipe, wye, 3" | EA | 94.74
221315000900 | PLUMBING | FACILITY SANITARY SEWERAGE | SERVICE WEIGHT PIPE | Service weight pipe, wye, 4" | EA | 113
221315000990 | PLUMBING | FACILITY SANITARY SEWERAGE | SERVICE WEIGHT PIPE | Service weight pipe, wye, 6" | EA | 202
221316001000 | PLUMBING | FACILITY SANITARY SEWERAGE | C.I. PIPE, ABOVE GROUND | CI Pipe, Abv Gr, no hub, 1-1/2" pipe | LF | 18.68
221316001010 | PLUMBING | FACILITY SANITARY SEWERAGE | C.I. PIPE, ABOVE GROUND | CI Pipe, Abv Gr, no hub, 2" pipe | LF | 18.34
221316001100 | PLUMBING | FACILITY SANITARY SEWERAGE | C.I. PIPE, ABOVE GROUND | CI Pipe, Abv Gr, no hub, 3" pipe | LF | 24
221316001200 | PLUMBING | FACILITY SANITARY SEWERAGE | C.I. PIPE, ABOVE GROUND | CI Pipe, Abv Gr, no hub, 4" pipe | LF | 34.52
221316001300 | PLUMBING | FACILITY SANITARY SEWERAGE | C.I. PIPE, ABOVE GROUND | CI Pipe, Abv Gr, no hub, 6" pipe | LF | 52.44
221316001400 | PLUMBING | FACILITY SANITARY SEWERAGE | C.I. PIPE, ABOVE GROUND | CI Pipe, Abv Gr, no hub, 8" pipe | LF | 85.35
221316001500 | PLUMBING | FACILITY SANITARY SEWERAGE | C.I. PIPE, ABOVE GROUND | CI Pipe, Abv Gr, no hub, 10" pipe | LF | 123
221316005000 | PLUMBING | FACILITY SANITARY SEWERAGE | C.I. PIPE, ABOVE GROUND | CI Pipe, Abv Gr, no hub, 1-1/2", 1/4 bend | EA | 43.5
221316005060 | PLUMBING | FACILITY SANITARY SEWERAGE | C.I. PIPE, ABOVE GROUND | CI Pipe, Abv Gr, no hub, 1-1/2", 1/8 bend | EA | 41.29
221316005100 | PLUMBING | FACILITY SANITARY SEWERAGE | C.I. PIPE, ABOVE GROUND | CI Pipe, Abv Gr, no hub, 1-1/2", sanitary tee | EA | 63.72
221316005180 | PLUMBING | FACILITY SANITARY SEWERAGE | C.I. PIPE, ABOVE GROUND | CI Pipe, Abv Gr, no hub, 1-1/2", coupling | EA | 26.93
221316005200 | PLUMBING | FACILITY SANITARY SEWERAGE | C.I. PIPE, ABOVE GROUND | CI Pipe, Abv Gr, no hub, 1-1/2", wye | EA | 68.44
221316005380 | PLUMBING | FACILITY SANITARY SEWERAGE | C.I. PIPE, ABOVE GROUND | CI Pipe, Abv Gr, no hub, 2", 1/4 bend | EA | 52.93
221316005440 | PLUMBING | FACILITY SANITARY SEWERAGE | C.I. PIPE, ABOVE GROUND | CI Pipe, Abv Gr, no hub, 2", 1/8 bend | EA | 49.61
221316005480 | PLUMBING | FACILITY SANITARY SEWERAGE | C.I. PIPE, ABOVE GROUND | CI Pipe, Abv Gr, no hub, 2", sanitary tee | EA | 83.04
221316005560 | PLUMBING | FACILITY SANITARY SEWERAGE | C.I. PIPE, ABOVE GROUND | CI Pipe, Abv Gr, no hub, 2", 1/8 bend, coupling | EA | 25.68
221316005600 | PLUMBING | FACILITY SANITARY SEWERAGE | C.I. PIPE, ABOVE GROUND | CI Pipe, Abv Gr, no hub, 2", wye | EA | 96.6
221316006000 | PLUMBING | FACILITY SANITARY SEWERAGE | C.I. PIPE, ABOVE GROUND | CI Pipe, Abv Gr, no hub, 3", 1/4 bend | EA | 68.2
221316006080 | PLUMBING | FACILITY SANITARY SEWERAGE | C.I. PIPE, ABOVE GROUND | CI Pipe, Abv Gr, no hub, 3", 1/8 bend | EA | 64.4
221316006120 | PLUMBING | FACILITY SANITARY SEWERAGE | C.I. PIPE, ABOVE GROUND | CI Pipe, Abv Gr, no hub, 3", sanitary tee | EA | 84.57
221316006260 | PLUMBING | FACILITY SANITARY SEWERAGE | C.I. PIPE, ABOVE GROUND | CI Pipe, Abv Gr, no hub, 3", coupling | EA | 29.4
221316006280 | PLUMBING | FACILITY SANITARY SEWERAGE | C.I. PIPE, ABOVE GROUND | CI Pipe, Abv Gr, no hub, 3", wye | EA | 106
221316006820 | PLUMBING | FACILITY SANITARY SEWERAGE | C.I. PIPE, ABOVE GROUND | CI Pipe, Abv Gr, no hub, 4", 1/4 bend | EA | 78.55
221316006900 | PLUMBING | FACILITY SANITARY SEWERAGE | C.I. PIPE, ABOVE GROUND | CI Pipe, Abv Gr, no hub, 4", 1/8 bend | EA | 69.55
221316006940 | PLUMBING | FACILITY SANITARY SEWERAGE | C.I. PIPE, ABOVE GROUND | CI Pipe, Abv Gr, no hub, 4", sanitary tee | EA | 119
221316007100 | PLUMBING | FACILITY SANITARY SEWERAGE | C.I. PIPE, ABOVE GROUND | CI Pipe, Abv Gr, no hub, 4", coupling | EA | 28.64
221316007120 | PLUMBING | FACILITY SANITARY SEWERAGE | C.I. PIPE, ABOVE GROUND | CI Pipe, Abv Gr, no hub, 4", wye | EA | 125
221316007600 | PLUMBING | FACILITY SANITARY SEWERAGE | C.I. PIPE, ABOVE GROUND | CI Pipe, Abv Gr, no hub, 6", 1/4 bend | EA | 160
221316007640 | PLUMBING | FACILITY SANITARY SEWERAGE | C.I. PIPE, ABOVE GROUND | CI Pipe, Abv Gr, no hub, 6", 1/8 bend | EA | 132
221316007660 | PLUMBING | FACILITY SANITARY SEWERAGE | C.I. PIPE, ABOVE GROUND | CI Pipe, Abv Gr, no hub, 6", sanitary tee | EA | 218
221316007700 | PLUMBING | FACILITY SANITARY SEWERAGE | C.I. PIPE, ABOVE GROUND | CI Pipe, Abv Gr, no hub, 6", coupling | EA | 72.57
221316007710 | PLUMBING | FACILITY SANITARY SEWERAGE | C.I. PIPE, ABOVE GROUND | CI Pipe, Abv Gr, no hub, 6", wye | EA | 225
221316007990 | PLUMBING | FACILITY SANITARY SEWERAGE | C.I. PIPE, ABOVE GROUND | CI Pipe, Abv Gr, no hub, 8", 1/4 bend | EA | 222
221316008030 | PLUMBING | FACILITY SANITARY SEWERAGE | C.I. PIPE, ABOVE GROUND | CI Pipe, Abv Gr, no hub, 8", 1/8 bend | EA | 179
221316008050 | PLUMBING | FACILITY SANITARY SEWERAGE | C.I. PIPE, ABOVE GROUND | CI Pipe, Abv Gr, no hub, 8", sanitary tee | EA | 439
221316008090 | PLUMBING | FACILITY SANITARY SEWERAGE | C.I. PIPE, ABOVE GROUND | CI Pipe, Abv Gr, no hub, 8", coupling | EA | 137
221316008100 | PLUMBING | FACILITY SANITARY SEWERAGE | C.I. PIPE, ABOVE GROUND | CI Pipe, Abv Gr, no hub, 8", wye | EA | 290
221316008360 | PLUMBING | FACILITY SANITARY SEWERAGE | C.I. PIPE, ABOVE GROUND | CI Pipe, Abv Gr, no hub, 10", 1/4 bend | EA | 370
221316008380 | PLUMBING | FACILITY SANITARY SEWERAGE | C.I. PIPE, ABOVE GROUND | CI Pipe, Abv Gr, no hub, 10", 1/8 bend | EA | 268
221316008420 | PLUMBING | FACILITY SANITARY SEWERAGE | C.I. PIPE, ABOVE GROUND | CI Pipe, Abv Gr, no hub, 10", coupling | EA | 181
221316008450 | PLUMBING | FACILITY SANITARY SEWERAGE | C.I. PIPE, ABOVE GROUND | CI Pipe, Abv Gr, no hub, 10", wye | EA | 585
221316008490 | PLUMBING | FACILITY SANITARY SEWERAGE | C.I. PIPE, ABOVE GROUND | CI Pipe, Abv Gr, no hub, 10", 10x 6" wye | EA | 466
221316101020 | PLUMBING | FACILITY SANITARY SEWERAGE | C.I. PIPE, BELOW GROUND | CI Pipe, Blw Gr, no hub, 1-1/2" pipe | LF | 17.43
221316101030 | PLUMBING | FACILITY SANITARY SEWERAGE | C.I. PIPE, BELOW GROUND | CI Pipe, Blw Gr, no hub, 2" pipe | LF | 18.28
221316101120 | PLUMBING | FACILITY SANITARY SEWERAGE | C.I. PIPE, BELOW GROUND | CI Pipe, Blw Gr, no hub, 3" pipe | LF | 23.98
221316101220 | PLUMBING | FACILITY SANITARY SEWERAGE | C.I. PIPE, BELOW GROUND | CI Pipe, Blw Gr, no hub, 4" pipe | LF | 31.32
221316101320 | PLUMBING | FACILITY SANITARY SEWERAGE | C.I. PIPE, BELOW GROUND | CI Pipe, Blw Gr, no hub, 6" pipe | LF | 49.14
221316101420 | PLUMBING | FACILITY SANITARY SEWERAGE | C.I. PIPE, BELOW GROUND | CI Pipe, Blw Gr, no hub, 8" pipe | LF | 73.8
221316101520 | PLUMBING | FACILITY SANITARY SEWERAGE | C.I. PIPE, BELOW GROUND | CI Pipe, Blw Gr, no hub, 10" pipe | LF | 117
221316105010 | PLUMBING | FACILITY SANITARY SEWERAGE | C.I. PIPE, BELOW GROUND | CI Pipe, Blw Gr, no hub, 1-1/2", 1/4 bend | EA | 41.08
221316105080 | PLUMBING | FACILITY SANITARY SEWERAGE | C.I. PIPE, BELOW GROUND | CI Pipe, Blw Gr, no hub, 1-1/2", 1/8 bend | EA | 38.54
221316105220 | PLUMBING | FACILITY SANITARY SEWERAGE | C.I. PIPE, BELOW GROUND | CI Pipe, Blw Gr, no hub, 1-1/2", wye | EA | 57.64
221316105390 | PLUMBING | FACILITY SANITARY SEWERAGE | C.I. PIPE, BELOW GROUND | CI Pipe, Blw Gr, no hub, 2", 1/4 bend | EA | 46.89
221316105460 | PLUMBING | FACILITY SANITARY SEWERAGE | C.I. PIPE, BELOW GROUND | CI Pipe, Blw Gr, no hub, 2", 1/8 bend | EA | 44.36
221316106020 | PLUMBING | FACILITY SANITARY SEWERAGE | C.I. PIPE, BELOW GROUND | CI Pipe, Blw Gr, no hub, 3", 1/4 bend | EA | 59.17
221316106100 | PLUMBING | FACILITY SANITARY SEWERAGE | C.I. PIPE, BELOW GROUND | CI Pipe, Blw Gr, no hub, 3", 1/8 bend | EA | 55.41
221316106300 | PLUMBING | FACILITY SANITARY SEWERAGE | C.I. PIPE, BELOW GROUND | CI Pipe, Blw Gr, no hub, 3", wye | EA | 87.1
221316106840 | PLUMBING | FACILITY SANITARY SEWERAGE | C.I. PIPE, BELOW GROUND | CI Pipe, Blw Gr, no hub, 4", 1/4 bend | EA | 69.59
221316106920 | PLUMBING | FACILITY SANITARY SEWERAGE | C.I. PIPE, BELOW GROUND | CI Pipe, Blw Gr, no hub, 4", 1/8 bend | EA | 60.59
221316107140 | PLUMBING | FACILITY SANITARY SEWERAGE | C.I. PIPE, BELOW GROUND | CI Pipe, Blw Gr, no hub, 4", wye | EA | 107
221316107800 | PLUMBING | FACILITY SANITARY SEWERAGE | C.I. PIPE, BELOW GROUND | CI Pipe, Blw Gr, no hub, 6", 1/4 bend | EA | 110
221316107820 | PLUMBING | FACILITY SANITARY SEWERAGE | C.I. PIPE, BELOW GROUND | CI Pipe, Blw Gr, no hub, 6", 1/8 bend | EA | 92.06
221316108000 | PLUMBING | FACILITY SANITARY SEWERAGE | C.I. PIPE, BELOW GROUND | CI Pipe, Blw Gr, no hub, 8", 1/4 bend | EA | 204
221316108040 | PLUMBING | FACILITY SANITARY SEWERAGE | C.I. PIPE, BELOW GROUND | CI Pipe, Blw Gr, no hub, 8", 1/8 bend | EA | 160
221316108120 | PLUMBING | FACILITY SANITARY SEWERAGE | C.I. PIPE, BELOW GROUND | CI Pipe, Blw Gr, no hub, 8", wye | EA | 275
221316108370 | PLUMBING | FACILITY SANITARY SEWERAGE | C.I. PIPE, BELOW GROUND | CI Pipe, Blw Gr, no hub, 10", 1/4 bend | EA | 351
221316108390 | PLUMBING | FACILITY SANITARY SEWERAGE | C.I. PIPE, BELOW GROUND | CI Pipe, Blw Gr, no hub, 10", 1/8 bend | EA | 249
221316108410 | PLUMBING | FACILITY SANITARY SEWERAGE | C.I. PIPE, BELOW GROUND | CI Pipe, Blw Gr, no hub, 10", plug | EA | 90.48
221316108460 | PLUMBING | FACILITY SANITARY SEWERAGE | C.I. PIPE, BELOW GROUND | CI Pipe, Blw Gr, no hub, 10", wye | EA | 548
221316301500 | PLUMBING | FACILITY SANITARY SEWERAGE | ABS DWV PIPE | ABS DWV pipe, sch 40, 1-1/2" pipe | LF | 6.3
221316301520 | PLUMBING | FACILITY SANITARY SEWERAGE | ABS DWV PIPE | ABS DWV pipe, sch 40, 2" pipe | LF | 7.41
221316301530 | PLUMBING | FACILITY SANITARY SEWERAGE | ABS DWV PIPE | ABS DWV pipe, sch 40, 3" pipe | LF | 11.39
221316301540 | PLUMBING | FACILITY SANITARY SEWERAGE | ABS DWV PIPE | ABS DWV pipe, sch 40, 4" pipe | LF | 16.01
221316301550 | PLUMBING | FACILITY SANITARY SEWERAGE | ABS DWV PIPE | ABS DWV pipe, sch 40, 6" pipe | LF | 25.67
221316501010 | PLUMBING | FACILITY SANITARY SEWERAGE | PLASTIC PIPE | Fiberglass reinforced, 2" pipe | LF | 11.28
221316501020 | PLUMBING | FACILITY SANITARY SEWERAGE | PLASTIC PIPE | Fiberglass reinforced, 3" pipe | LF | 13.71
221316501030 | PLUMBING | FACILITY SANITARY SEWERAGE | PLASTIC PIPE | Fiberglass reinforced, 4" pipe | LF | 16.3
221316501040 | PLUMBING | FACILITY SANITARY SEWERAGE | PLASTIC PIPE | Fiberglass reinforced, 6" pipe | LF | 24.59
221316501050 | PLUMBING | FACILITY SANITARY SEWERAGE | PLASTIC PIPE | Fiberglass reinforced, 8" pipe | LF | 37.81
221316501060 | PLUMBING | FACILITY SANITARY SEWERAGE | PLASTIC PIPE | Fiberglass reinforced, 10" pipe | LF | 52.02
221316501070 | PLUMBING | FACILITY SANITARY SEWERAGE | PLASTIC PIPE | Fiberglass reinforced, 12" pipe | LF | 66.59
221316701030 | PLUMBING | FACILITY SANITARY SEWERAGE | DRAINS, ROOF & FLOOR | Floor drain, cast iron, with cast iron top, 2" | EA | 294
221316701040 | PLUMBING | FACILITY SANITARY SEWERAGE | DRAINS, ROOF & FLOOR | Floor drain, cast iron, with cast iron top, 3" | EA | 302
221316701050 | PLUMBING | FACILITY SANITARY SEWERAGE | DRAINS, ROOF & FLOOR | Floor drain, cast iron, with cast iron top, 4" | EA | 560
221316701060 | PLUMBING | FACILITY SANITARY SEWERAGE | DRAINS, ROOF & FLOOR | Floor drain, cast iron, with cast iron top, 6" | EA | 712
221316701070 | PLUMBING | FACILITY SANITARY SEWERAGE | DRAINS, ROOF & FLOOR | Floor drain, cast iron, with cast iron top, 9" | SF | 992
221316701100 | PLUMBING | FACILITY SANITARY SEWERAGE | DRAINS, ROOF & FLOOR | Roof drain, cast iron, 2" | EA | 353
221316701110 | PLUMBING | FACILITY SANITARY SEWERAGE | DRAINS, ROOF & FLOOR | Roof drain, cast iron, 3" | EA | 368
221316701120 | PLUMBING | FACILITY SANITARY SEWERAGE | DRAINS, ROOF & FLOOR | Roof drain, cast iron, 4" | EA | 441
221316701130 | PLUMBING | FACILITY SANITARY SEWERAGE | DRAINS, ROOF & FLOOR | Roof drain, cast iron, 5" | EA | 631
221316701140 | PLUMBING | FACILITY SANITARY SEWERAGE | DRAINS, ROOF & FLOOR | Roof drain, cast iron, 6" | EA | 639
221316801000 | PLUMBING | FACILITY SANITARY SEWERAGE | TRAPS | Bucket trap, threaded, 3/4" | EA | 282
221316801010 | PLUMBING | FACILITY SANITARY SEWERAGE | TRAPS | Bucket trap, threaded, 1" | EA | 712
221316801020 | PLUMBING | FACILITY SANITARY SEWERAGE | TRAPS | Bucket trap, threaded, 1-1/4" | EA | 841
221316801030 | PLUMBING | FACILITY SANITARY SEWERAGE | TRAPS | Bucket trap, threaded, 1-1/2" | EA | 1240
221316801100 | PLUMBING | FACILITY SANITARY SEWERAGE | TRAPS | Bucket trap, inverted, threaded, 3/4" | EA | 336
221316801110 | PLUMBING | FACILITY SANITARY SEWERAGE | TRAPS | Bucket trap, inverted, threaded, 1" | EA | 602
221316801120 | PLUMBING | FACILITY SANITARY SEWERAGE | TRAPS | Bucket trap, inverted, threaded, 1-1/4" | EA | 875
221316801140 | PLUMBING | FACILITY SANITARY SEWERAGE | TRAPS | Bucket trap, inverted, threaded, 1-1/2" | EA | 953
221316801500 | PLUMBING | FACILITY SANITARY SEWERAGE | TRAPS | Float trap, 15 psi, 3/4" | EA | 256
221316801510 | PLUMBING | FACILITY SANITARY SEWERAGE | TRAPS | Float trap, 15 psi, 1" | EA | 366
221316801520 | PLUMBING | FACILITY SANITARY SEWERAGE | TRAPS | Float trap, 15 psi, 1-1/4" | EA | 463
221316801530 | PLUMBING | FACILITY SANITARY SEWERAGE | TRAPS | Float trap, 15 psi, 1-1/2" | EA | 581
221316801540 | PLUMBING | FACILITY SANITARY SEWERAGE | TRAPS | Float trap, 15 psi, 2" | EA | 968
221316802000 | PLUMBING | FACILITY SANITARY SEWERAGE | TRAPS | Float and thermostatic trap, 15 psi, 3/4" | EA | 269
221316802010 | PLUMBING | FACILITY SANITARY SEWERAGE | TRAPS | Float and thermostatic trap, 15 psi, 1" | EA | 299
221316802020 | PLUMBING | FACILITY SANITARY SEWERAGE | TRAPS | Float and thermostatic trap, 15 psi, 1-1/4" | EA | 437
221316802030 | PLUMBING | FACILITY SANITARY SEWERAGE | TRAPS | Float and thermostatic trap, 15 psi, 1-1/2" | EA | 554
221316802040 | PLUMBING | FACILITY SANITARY SEWERAGE | TRAPS | Float and thermostatic trap, 15 psi, 2" | EA | 968
221316802140 | PLUMBING | FACILITY SANITARY SEWERAGE | TRAPS | Steam trap, cast iron body, threaded, 125 psi, 3/4" | EA | 309
221316802150 | PLUMBING | FACILITY SANITARY SEWERAGE | TRAPS | Steam trap, cast iron body, threaded, 125 psi, 1" | EA | 353
221316802160 | PLUMBING | FACILITY SANITARY SEWERAGE | TRAPS | Steam trap, cast iron body, threaded, 125 psi, 1-1/4" | EA | 490
221316802170 | PLUMBING | FACILITY SANITARY SEWERAGE | TRAPS | Steam trap, cast iron body, threaded, 125 psi, 1-1/2" | EA | 767
221319201000 | PLUMBING | FACILITY SANITARY SEWERAGE | CLEANOUTS | Cleanout, wall, 2" | EA | 300
221319201020 | PLUMBING | FACILITY SANITARY SEWERAGE | CLEANOUTS | Cleanout, wall, 3" | EA | 396
221319201040 | PLUMBING | FACILITY SANITARY SEWERAGE | CLEANOUTS | Cleanout, wall, 4" | EA | 419
221319201042 | PLUMBING | FACILITY SANITARY SEWERAGE | CLEANOUTS | Cleanout, wall, 6" | EA | 650
221319201046 | PLUMBING | FACILITY SANITARY SEWERAGE | CLEANOUTS | Cleanout, wall, 8" | EA | 896
221319201060 | PLUMBING | FACILITY SANITARY SEWERAGE | CLEANOUTS | Cleanout, floor, 2" | EA | 291
221319201080 | PLUMBING | FACILITY SANITARY SEWERAGE | CLEANOUTS | Cleanout, floor, 3" | EA | 363
221319201100 | PLUMBING | FACILITY SANITARY SEWERAGE | CLEANOUTS | Cleanout, floor, 4" | EA | 386
221319201120 | PLUMBING | FACILITY SANITARY SEWERAGE | CLEANOUTS | Cleanout, floor, 6" | EA | 520
221319201140 | PLUMBING | FACILITY SANITARY SEWERAGE | CLEANOUTS | Cleanout, floor, 8" | EA | 896
221319301020 | PLUMBING | FACILITY SANITARY SEWERAGE | GREASE TRAPS | Grease traps, CI, 3" pipe, 35 gpm, 70 lb capacity | EA | 7818
221319301040 | PLUMBING | FACILITY SANITARY SEWERAGE | GREASE TRAPS | Grease traps, CI, 3" pipe, 50 gpm, 100 lb capacity | EA | 9935
223300101000 | PLUMBING | PLUMBING EQUIPMENT | DOMESTIC WATER HEATERS | Water heater, electric, 6 gal | EA | 595
223300101020 | PLUMBING | PLUMBING EQUIPMENT | DOMESTIC WATER HEATERS | Water heater, electric, 10 gal | EA | 609
223300101030 | PLUMBING | PLUMBING EQUIPMENT | DOMESTIC WATER HEATERS | Water heater, electric, 15 gal | EA | 602
223300101040 | PLUMBING | PLUMBING EQUIPMENT | DOMESTIC WATER HEATERS | Water heater, electric, 20 gal | EA | 813
223300101050 | PLUMBING | PLUMBING EQUIPMENT | DOMESTIC WATER HEATERS | Water heater, electric, 30 gal | EA | 997
223300101060 | PLUMBING | PLUMBING EQUIPMENT | DOMESTIC WATER HEATERS | Water heater, electric, 40 gal | EA | 1066
223300101070 | PLUMBING | PLUMBING EQUIPMENT | DOMESTIC WATER HEATERS | Water heater, electric, 52 gal | EA | 1424
223300101080 | PLUMBING | PLUMBING EQUIPMENT | DOMESTIC WATER HEATERS | Water heater, electric, 66 gal | EA | 1675
223300101090 | PLUMBING | PLUMBING EQUIPMENT | DOMESTIC WATER HEATERS | Water heater, electric, 80 gal | EA | 1800
223300101100 | PLUMBING | PLUMBING EQUIPMENT | DOMESTIC WATER HEATERS | Water heater, electric, 100 gal | EA | 2251
223300101120 | PLUMBING | PLUMBING EQUIPMENT | DOMESTIC WATER HEATERS | Water heater, electric, 120 gal | EA | 2804
223300103000 | PLUMBING | PLUMBING EQUIPMENT | DOMESTIC WATER HEATERS | Water heater, oil fired, 20 gal | EA | 1876
223300103020 | PLUMBING | PLUMBING EQUIPMENT | DOMESTIC WATER HEATERS | Water heater, oil fired, 50 gal | EA | 2867
223300105010 | PLUMBING | PLUMBING EQUIPMENT | DOMESTIC WATER HEATERS | Water heater, domestic, tankless, natural gas, minimum | EA | 1368
223300105020 | PLUMBING | PLUMBING EQUIPMENT | DOMESTIC WATER HEATERS | Water heater, domestic, tankless, natural gas, average | EA | 1777
223300105030 | PLUMBING | PLUMBING EQUIPMENT | DOMESTIC WATER HEATERS | Water heater, domestic, tankless, natural gas, maximum | EA | 2784
223300105050 | PLUMBING | PLUMBING EQUIPMENT | DOMESTIC WATER HEATERS | Water heater, domestic, tankless, propane, minimum | EA | 1258
223300105060 | PLUMBING | PLUMBING EQUIPMENT | DOMESTIC WATER HEATERS | Water heater, domestic, tankless, propane, average | EA | 1667
223300105070 | PLUMBING | PLUMBING EQUIPMENT | DOMESTIC WATER HEATERS | Water heater, domestic, tankless, propane, maximum | EA | 2674
223300105080 | PLUMBING | PLUMBING EQUIPMENT | DOMESTIC WATER HEATERS | Water heater, domestic, tankless, electric, minimum | EA | 1368
223300105090 | PLUMBING | PLUMBING EQUIPMENT | DOMESTIC WATER HEATERS | Water heater, domestic, tankless, electric, average | EA | 1777
223300105100 | PLUMBING | PLUMBING EQUIPMENT | DOMESTIC WATER HEATERS | Water heater, domestic, tankless, electric, maximum | EA | 2784
223300106010 | PLUMBING | PLUMBING EQUIPMENT | DOMESTIC WATER HEATERS | Water heater, electric, 20 gal, commercial | EA | 1499
223300106020 | PLUMBING | PLUMBING EQUIPMENT | DOMESTIC WATER HEATERS | Water heater, electric, 30 gal, commercial | EA | 2269
223300106030 | PLUMBING | PLUMBING EQUIPMENT | DOMESTIC WATER HEATERS | Water heater, electric, 50 gal, commercial | EA | 2974
223300106040 | PLUMBING | PLUMBING EQUIPMENT | DOMESTIC WATER HEATERS | Water heater, electric, 80 gal, commercial | EA | 3634
223300106050 | PLUMBING | PLUMBING EQUIPMENT | DOMESTIC WATER HEATERS | Water heater, electric, 100 gal, commercial | EA | 5799
223300106060 | PLUMBING | PLUMBING EQUIPMENT | DOMESTIC WATER HEATERS | Water heater, electric, 120 gal, commercial | EA | 8549
223300106510 | PLUMBING | PLUMBING EQUIPMENT | DOMESTIC WATER HEATERS | Water heater, gas, 20 gal, commercial | EA | 179
223300106520 | PLUMBING | PLUMBING EQUIPMENT | DOMESTIC WATER HEATERS | Water heater, gas, 30 gal, commercial | EA | 2324
223300106530 | PLUMBING | PLUMBING EQUIPMENT | DOMESTIC WATER HEATERS | Water heater, gas, 50 gal, commercial | EA | 3854
223300106540 | PLUMBING | PLUMBING EQUIPMENT | DOMESTIC WATER HEATERS | Water heater, gas, 80 gal, commercial | EA | 5064
223300106550 | PLUMBING | PLUMBING EQUIPMENT | DOMESTIC WATER HEATERS | Water heater, gas, 100 gal, commercial | EA | 5909
223300106560 | PLUMBING | PLUMBING EQUIPMENT | DOMESTIC WATER HEATERS | Water heater, gas, 120 gal, commercial | EA | 9099
223300108100 | PLUMBING | PLUMBING EQUIPMENT | DOMESTIC WATER HEATERS | Water heater, rough-in, Minimum | EA | 505
223300108150 | PLUMBING | PLUMBING EQUIPMENT | DOMESTIC WATER HEATERS | Water heater, rough-in, Average | EA | 751
223300108200 | PLUMBING | PLUMBING EQUIPMENT | DOMESTIC WATER HEATERS | Water heater, rough-in, Maximum | EA | 1756
223300201010 | PLUMBING | PLUMBING EQUIPMENT | SOLAR WATER HEATERS | Solar Hot Water heater, hydronic, 100-120 Gallons, minimum | EA | 14357
223300201020 | PLUMBING | PLUMBING EQUIPMENT | SOLAR WATER HEATERS | Solar Hot Water heater, hydronic, 100-120 Gallons, average | EA | 15119
223300201030 | PLUMBING | PLUMBING EQUIPMENT | SOLAR WATER HEATERS | Solar Hot Water heater, hydronic, 100-120 Gallons, maximum | EA | 15881
223300201050 | PLUMBING | PLUMBING EQUIPMENT | SOLAR WATER HEATERS | Solar Hot Water heater, direct-solar, 100-120 Gallons, minimum | EA | 9529
223300201060 | PLUMBING | PLUMBING EQUIPMENT | SOLAR WATER HEATERS | Solar Hot Water heater, direct-solar, 100-120 Gallons, average | EA | 9973
223300201070 | PLUMBING | PLUMBING EQUIPMENT | SOLAR WATER HEATERS | Solar Hot Water heater, direct-solar, 100-120 Gallons, maximum | EA | 10418
223300201090 | PLUMBING | PLUMBING EQUIPMENT | SOLAR WATER HEATERS | Solar Hot Water heater, indirect-solar, 50-80 Gallons, minimum | EA | 1906
223300201100 | PLUMBING | PLUMBING EQUIPMENT | SOLAR WATER HEATERS | Solar Hot Water heater, indirect-solar, 50-80 Gallons, average | EA | 2350
223300201110 | PLUMBING | PLUMBING EQUIPMENT | SOLAR WATER HEATERS | Solar Hot Water heater, indirect-solar, 50-80 Gallons, maximum | EA | 2795
223300201130 | PLUMBING | PLUMBING EQUIPMENT | SOLAR WATER HEATERS | Solar Hot Water heater, indirect-solar, 100-120 Gallons, minimum | EA | 3176
223300201140 | PLUMBING | PLUMBING EQUIPMENT | SOLAR WATER HEATERS | Solar Hot Water heater, indirect-solar, 100-120 Gallons, average | EA | 3621
223300201150 | PLUMBING | PLUMBING EQUIPMENT | SOLAR WATER HEATERS | Solar Hot Water heater, indirect-solar, 100-120 Gallons, maximum | EA | 4066
223300201170 | PLUMBING | PLUMBING EQUIPMENT | SOLAR WATER HEATERS | Solar water collector panel, 3 x 8, minimum | EA | 1129
223300201180 | PLUMBING | PLUMBING EQUIPMENT | SOLAR WATER HEATERS | Solar water collector panel, 3 x 8, average | EA | 1176
223300201190 | PLUMBING | PLUMBING EQUIPMENT | SOLAR WATER HEATERS | Solar water collector panel, 3 x 8, maximum | EA | 1229
223300201210 | PLUMBING | PLUMBING EQUIPMENT | SOLAR WATER HEATERS | Solar water collector panel, 4 x 7, minimum | EA | 1256
223300201220 | PLUMBING | PLUMBING EQUIPMENT | SOLAR WATER HEATERS | Solar water collector panel, 4 x 7, average | EA | 1303
223300201230 | PLUMBING | PLUMBING EQUIPMENT | SOLAR WATER HEATERS | Solar water collector panel, 4 x 7, maximum | EA | 1356
223300201250 | PLUMBING | PLUMBING EQUIPMENT | SOLAR WATER HEATERS | Solar water collector panel, 4 x 8, minimum | EA | 1319
223300201260 | PLUMBING | PLUMBING EQUIPMENT | SOLAR WATER HEATERS | Solar water collector panel, 4 x 8, average | EA | 1367
223300201270 | PLUMBING | PLUMBING EQUIPMENT | SOLAR WATER HEATERS | Solar water collector panel, 4 x 8, maximum | EA | 1420
223300201290 | PLUMBING | PLUMBING EQUIPMENT | SOLAR WATER HEATERS | Solar water collector panel, 4 x 10, minimum | EA | 1526
223300201300 | PLUMBING | PLUMBING EQUIPMENT | SOLAR WATER HEATERS | Solar water collector panel, 4 x 10, average | EA | 1674
223300201310 | PLUMBING | PLUMBING EQUIPMENT | SOLAR WATER HEATERS | Solar water collector panel, 4 x 10, maximum | EA | 1831
223300201330 | PLUMBING | PLUMBING EQUIPMENT | SOLAR WATER HEATERS | Solar passive tube tank system, 12 tube, minimum | EA | 874
223300201340 | PLUMBING | PLUMBING EQUIPMENT | SOLAR WATER HEATERS | Solar passive tube tank system, 12 tube, average | EA | 1081
223300201350 | PLUMBING | PLUMBING EQUIPMENT | SOLAR WATER HEATERS | Solar passive tube tank system, 12 tube, maximum | EA | 1293
223300201370 | PLUMBING | PLUMBING EQUIPMENT | SOLAR WATER HEATERS | Solar passive tube tank system, 24 tube, minimum | EA | 1256
223300201380 | PLUMBING | PLUMBING EQUIPMENT | SOLAR WATER HEATERS | Solar passive tube tank system, 24 tube, average | EA | 1462
223300201390 | PLUMBING | PLUMBING EQUIPMENT | SOLAR WATER HEATERS | Solar passive tube tank system, 24 tube, maximum | EA | 1674
223300201410 | PLUMBING | PLUMBING EQUIPMENT | SOLAR WATER HEATERS | Solar passive tube tank system, 27 tube, minimum | EA | 1383
223300201420 | PLUMBING | PLUMBING EQUIPMENT | SOLAR WATER HEATERS | Solar passive tube tank system, 27 tube, average | EA | 1716
223300201430 | PLUMBING | PLUMBING EQUIPMENT | SOLAR WATER HEATERS | Solar passive tube tank system, 27 tube, maximum | EA | 2055
224200901000 | PLUMBING | PLUMBING FIXTURES | FIXTURE CARRIERS | Water fountain, wall carrier, minimum | EA | 208
224200901020 | PLUMBING | PLUMBING FIXTURES | FIXTURE CARRIERS | Water fountain, wall carrier, average | EA | 271
224200901040 | PLUMBING | PLUMBING FIXTURES | FIXTURE CARRIERS | Water fountain, wall carrier, maximum | EA | 345
224200901120 | PLUMBING | PLUMBING FIXTURES | FIXTURE CARRIERS | Lavatory, wall carrier, minimum | EA | 278
224200901140 | PLUMBING | PLUMBING FIXTURES | FIXTURE CARRIERS | Lavatory, wall carrier, average | EA | 388
224200901160 | PLUMBING | PLUMBING FIXTURES | FIXTURE CARRIERS | Lavatory, wall carrier, maximum | EA | 498
224200901400 | PLUMBING | PLUMBING FIXTURES | FIXTURE CARRIERS | Sink, industrial, wall carrier, minimum | EA | 295
224200901420 | PLUMBING | PLUMBING FIXTURES | FIXTURE CARRIERS | Sink, industrial, wall carrier, average | EA | 354
224200901440 | PLUMBING | PLUMBING FIXTURES | FIXTURE CARRIERS | Sink, industrial, wall carrier, maximum | EA | 452
224200901520 | PLUMBING | PLUMBING FIXTURES | FIXTURE CARRIERS | Toilets, water closets, wall carrier, minimum | EA | 398
224200901540 | PLUMBING | PLUMBING FIXTURES | FIXTURE CARRIERS | Toilets, water closets, wall carrier, average | EA | 475
224200901560 | PLUMBING | PLUMBING FIXTURES | FIXTURE CARRIERS | Toilets, water closets, wall carrier, maximum | EA | 1171
224200901580 | PLUMBING | PLUMBING FIXTURES | FIXTURE CARRIERS | Toilets, floor support, minimum | EA | 226
224200901600 | PLUMBING | PLUMBING FIXTURES | FIXTURE CARRIERS | Toilets, floor support, average | EA | 271
224200901620 | PLUMBING | PLUMBING FIXTURES | FIXTURE CARRIERS | Toilets, floor support, maximum | EA | 312
224200901640 | PLUMBING | PLUMBING FIXTURES | FIXTURE CARRIERS | Urinals, wall carrier, minimum | EA | 253
224200901660 | PLUMBING | PLUMBING FIXTURES | FIXTURE CARRIERS | Urinals, wall carrier, average | EA | 428
224200901680 | PLUMBING | PLUMBING FIXTURES | FIXTURE CARRIERS | Urinals, wall carrier, maximum | EA | 1278
224200901700 | PLUMBING | PLUMBING FIXTURES | FIXTURE CARRIERS | Urinals, floor support, minimum | EA | 208
224200901720 | PLUMBING | PLUMBING FIXTURES | FIXTURE CARRIERS | Urinals, floor support, average | EA | 283
224200901740 | PLUMBING | PLUMBING FIXTURES | FIXTURE CARRIERS | Urinals, floor support, maximum | EA | 330
224213501000 | PLUMBING | PLUMBING FIXTURES | URINALS | Urinal, flush valve, floor mounted, minimum | EA | 883
224213501010 | PLUMBING | PLUMBING FIXTURES | URINALS | Urinal, flush valve, floor mounted, average | EA | 1075
224213501020 | PLUMBING | PLUMBING FIXTURES | URINALS | Urinal, flush valve, floor mounted, maximum | EA | 1356
224213501060 | PLUMBING | PLUMBING FIXTURES | URINALS | Urinal, flush valve, wall mounted, minimum | EA | 717
224213501080 | PLUMBING | PLUMBING FIXTURES | URINALS | Urinal, flush valve, wall mounted, average | EA | 978
224213501100 | PLUMBING | PLUMBING FIXTURES | URINALS | Urinal, flush valve, wall mounted, maximum | EA | 1327
224213509000 | PLUMBING | PLUMBING FIXTURES | URINALS | Urinal, for trim and rough-in, mimimum | EA | 444
224213509020 | PLUMBING | PLUMBING FIXTURES | URINALS | Urinal, for trim and rough-in, average | EA | 768
224213509040 | PLUMBING | PLUMBING FIXTURES | URINALS | Urinal, for trim and rough-in, maximum | EA | 1030
224213601000 | PLUMBING | PLUMBING FIXTURES | WATER CLOSETS | Water closet, flush tank, floor mounted, minimum | EA | 544
224213601010 | PLUMBING | PLUMBING FIXTURES | WATER CLOSETS | Water closet, flush tank, floor mounted, average | EA | 927
224213601020 | PLUMBING | PLUMBING FIXTURES | WATER CLOSETS | Water closet, flush tank, floor mounted, maximum | EA | 1407
224213601040 | PLUMBING | PLUMBING FIXTURES | WATER CLOSETS | Water closet, flush tank, floor mount, handicap, min | EA | 842
224213601050 | PLUMBING | PLUMBING FIXTURES | WATER CLOSETS | Water closet, flush tank, floor mount, handicap, avrg | EA | 1423
224213601060 | PLUMBING | PLUMBING FIXTURES | WATER CLOSETS | Water closet, flush tank, floor mount, handicap, max | EA | 2750
224213601200 | PLUMBING | PLUMBING FIXTURES | WATER CLOSETS | Water closet, bowl, w/flush valve, floor mount, min | EA | 783
224213601220 | PLUMBING | PLUMBING FIXTURES | WATER CLOSETS | Water closet, bowl, w/flush valve, floor mount, avrg | EA | 911
224213601240 | PLUMBING | PLUMBING FIXTURES | WATER CLOSETS | Water closet, bowl, w/flush valve, floor mount, max | EA | 1646
224213601260 | PLUMBING | PLUMBING FIXTURES | WATER CLOSETS | Water closet, bowl, w/flush valve, wall mounted, min | EA | 783
224213601280 | PLUMBING | PLUMBING FIXTURES | WATER CLOSETS | Water closet, bowl, w/flush valve, wall mounted, avrg | EA | 951
224213601300 | PLUMBING | PLUMBING FIXTURES | WATER CLOSETS | Water closet, bowl, w/flush valve, wall mounted, max | EA | 1700
224213606010 | PLUMBING | PLUMBING FIXTURES | WATER CLOSETS | Flush valve, water closet/urinal, manual | EA | 275
224213606020 | PLUMBING | PLUMBING FIXTURES | WATER CLOSETS | Flush valve, water closet/urinal, auto w battery | EA | 429
224213609000 | PLUMBING | PLUMBING FIXTURES | WATER CLOSETS | Water closet, for trim and rough-in, minimum | EA | 477
224213609020 | PLUMBING | PLUMBING FIXTURES | WATER CLOSETS | Water closet, for trim and rough-in, average | EA | 598
224213609040 | PLUMBING | PLUMBING FIXTURES | WATER CLOSETS | Water closet, for trim and rough-in, maximum | EA | 848
224216202000 | PLUMBING | PLUMBING FIXTURES | LAVATORIES | Lavatory, counter top, porcelain enamel on CI, min | EA | 406
224216202010 | PLUMBING | PLUMBING FIXTURES | LAVATORIES | Lavatory, counter top, porcelain enamel on CI, avrg | EA | 577
224216202020 | PLUMBING | PLUMBING FIXTURES | LAVATORIES | Lavatory, counter top, porcelain enamel on CI, max | EA | 931
224216202100 | PLUMBING | PLUMBING FIXTURES | LAVATORIES | Lavatory, wall hung, china, minimum | EA | 499
224216202110 | PLUMBING | PLUMBING FIXTURES | LAVATORIES | Lavatory, wall hung, china, average | EA | 597
224216202120 | PLUMBING | PLUMBING FIXTURES | LAVATORIES | Lavatory, wall hung, china, maximum | EA | 1231
224216202300 | PLUMBING | PLUMBING FIXTURES | LAVATORIES | Lavatory, wall hung, china, handicapped, minimum | EA | 743
224216202310 | PLUMBING | PLUMBING FIXTURES | LAVATORIES | Lavatory, wall hung, china, handicapped, average | EA | 898
224216202320 | PLUMBING | PLUMBING FIXTURES | LAVATORIES | Lavatory, wall hung, china, handicapped, maximum | EA | 1447
224216206000 | PLUMBING | PLUMBING FIXTURES | LAVATORIES | Lavatory shutoff and drainline guards/covers | EA | 182
224216209000 | PLUMBING | PLUMBING FIXTURES | LAVATORIES | Lavatory, for trim and rough-in, minimum | EA | 490
224216209020 | PLUMBING | PLUMBING FIXTURES | LAVATORIES | Lavatory, for trim and rough-in, average | EA | 752
224216209040 | PLUMBING | PLUMBING FIXTURES | LAVATORIES | Lavatory, for trim and rough-in, maximum | EA | 1007
224216401000 | PLUMBING | PLUMBING FIXTURES | SINKS | Service sink, 24"x29", minimum | EA | 996
224216401020 | PLUMBING | PLUMBING FIXTURES | SINKS | Service sink, 24"x29", average | EA | 1257
224216401040 | PLUMBING | PLUMBING FIXTURES | SINKS | Service sink, 24"x29", maximum | EA | 1859
224216402020 | PLUMBING | PLUMBING FIXTURES | SINKS | Kitchen sink, single, stnls stl, single bowl, minimum | EA | 519
224216402040 | PLUMBING | PLUMBING FIXTURES | SINKS | Kitchen sink, single, stnls stl, single bowl, average | EA | 610
224216402060 | PLUMBING | PLUMBING FIXTURES | SINKS | Kitchen sink, single, stnls stl, single bowl, maximum | EA | 1004
224216402080 | PLUMBING | PLUMBING FIXTURES | SINKS | Kitchen sink, single, stnls steel, double bowl, min | EA | 610
224216402100 | PLUMBING | PLUMBING FIXTURES | SINKS | Kitchen sink, single, stnls stl, double bowl, avrg | EA | 732
224216402120 | PLUMBING | PLUMBING FIXTURES | SINKS | Kitchen sink, single, stnls stl, double bowl, max | EA | 1200
224216402200 | PLUMBING | PLUMBING FIXTURES | SINKS | Kitchen sink, porcelain enamel, CI, single bowl, min | EA | 443
224216402220 | PLUMBING | PLUMBING FIXTURES | SINKS | Kitchen sink, porcelain enamel, CI, single bowl, avrg | EA | 576
224216402240 | PLUMBING | PLUMBING FIXTURES | SINKS | Kitchen sink, porcelain enamel, CI, single bowl, max | EA | 841
224216402260 | PLUMBING | PLUMBING FIXTURES | SINKS | Kitchen sink, porcelain enamel, CI, double bowl, min | EA | 590
224216402280 | PLUMBING | PLUMBING FIXTURES | SINKS | Kitchen sink, porcelain enamel, CI, double bowl, avrg | EA | 811
224216402300 | PLUMBING | PLUMBING FIXTURES | SINKS | Kitchen sink, porcelain enamel, CI, double bowl, max | EA | 1180
224216403000 | PLUMBING | PLUMBING FIXTURES | SINKS | Mop sink, 24"x36"x10", minimum | EA | 765
224216403020 | PLUMBING | PLUMBING FIXTURES | SINKS | Mop sink, 24"x36"x10", average | EA | 930
224216403040 | PLUMBING | PLUMBING FIXTURES | SINKS | Mop sink, 24"x36"x10", maximum | EA | 1244
224216406000 | PLUMBING | PLUMBING FIXTURES | SINKS | Mop sink, washing machine box, minimum | EA | 277
224216406040 | PLUMBING | PLUMBING FIXTURES | SINKS | Mop sink, washing machine box, average | EA | 375
224216406060 | PLUMBING | PLUMBING FIXTURES | SINKS | Mop sink, washing machine box, maximum | EA | 542
224216409000 | PLUMBING | PLUMBING FIXTURES | SINKS | Sink, for trim and rough-in, minimum | EA | 645
224216409020 | PLUMBING | PLUMBING FIXTURES | SINKS | Sink, for trim and rough-in, average | EA | 981
224216409040 | PLUMBING | PLUMBING FIXTURES | SINKS | Sink, for trim and rough-in, maximum | EA | 1277
224219001000 | PLUMBING | PLUMBING FIXTURES | BATHS | Bath tub, 5' long, minimum | EA | 938
224219001020 | PLUMBING | PLUMBING FIXTURES | BATHS | Bath tub, 5' long, average | EA | 1846
224219001040 | PLUMBING | PLUMBING FIXTURES | BATHS | Bath tub, 5' long, maximum | EA | 4091
224219001060 | PLUMBING | PLUMBING FIXTURES | BATHS | Bath tub, 6' long, minimum | EA | 1018
224219001080 | PLUMBING | PLUMBING FIXTURES | BATHS | Bath tub, 6' long, average | EA | 1913
224219001100 | PLUMBING | PLUMBING FIXTURES | BATHS | Bath tub, 6' long, maximum | EA | 5036
224219001120 | PLUMBING | PLUMBING FIXTURES | BATHS | Bath tub, square, whirlpool, 4'x 4', minimum | EA | 2645
224219001140 | PLUMBING | PLUMBING FIXTURES | BATHS | Bath tub, square, whirlpool, 4'x 4', average | EA | 4011
224219001160 | PLUMBING | PLUMBING FIXTURES | BATHS | Bath tub, square, whirlpool, 4'x 4', maximum | EA | 10624
224219001180 | PLUMBING | PLUMBING FIXTURES | BATHS | Bath tub, square, whirlpool, 5'x 5', minimum | EA | 2645
224219001200 | PLUMBING | PLUMBING FIXTURES | BATHS | Bath tub, square, whirlpool, 5'x 5', average | EA | 4011
224219001220 | PLUMBING | PLUMBING FIXTURES | BATHS | Bath tub, square, whirlpool, 5'x 5', maximum | EA | 10797
224219001240 | PLUMBING | PLUMBING FIXTURES | BATHS | Bath tub, square, whirlpool, 6'x 6', minimum | EA | 3124
224219001260 | PLUMBING | PLUMBING FIXTURES | BATHS | Bath tub, square, whirlpool, 6'x 6', average | EA | 4810
224219001280 | PLUMBING | PLUMBING FIXTURES | BATHS | Bath tub, square, whirlpool, 6'x 6', maximum | EA | 12341
224219009000 | PLUMBING | PLUMBING FIXTURES | BATHS | Bath tub, for trim and rough-in, minimum | EA | 525
224219009020 | PLUMBING | PLUMBING FIXTURES | BATHS | Bath tub, for trim and rough-in, average | EA | 781
224219009040 | PLUMBING | PLUMBING FIXTURES | BATHS | Bath tub, for trim and rough-in, maximum | EA | 1842
224223001000 | PLUMBING | PLUMBING FIXTURES | SHOWERS | Shower, fiberglass, 36"x34"x84", minimum | EA | 1333
224223001020 | PLUMBING | PLUMBING FIXTURES | SHOWERS | Shower, fiberglass, 36"x34"x84", average | EA | 1869
224223001040 | PLUMBING | PLUMBING FIXTURES | SHOWERS | Shower, fiberglass, 36"x34"x84", maximum | EA | 2294
224223003000 | PLUMBING | PLUMBING FIXTURES | SHOWERS | Shower, steel, 1 piece, 36"x36", minimum | EA | 1280
224223003020 | PLUMBING | PLUMBING FIXTURES | SHOWERS | Shower, steel, 1 piece, 36"x36", average | EA | 1869
224223003040 | PLUMBING | PLUMBING FIXTURES | SHOWERS | Shower, steel, 1 piece, 36"x36", maximum | EA | 2042
224223004000 | PLUMBING | PLUMBING FIXTURES | SHOWERS | Shower, receptor, molded stone, 36"x36", minimum | EA | 565
224223004020 | PLUMBING | PLUMBING FIXTURES | SHOWERS | Shower, receptor, molded stone, 36"x36", average | EA | 901
224223004040 | PLUMBING | PLUMBING FIXTURES | SHOWERS | Shower, receptor, molded stone, 36"x36", maximum | EA | 1440
224223009000 | PLUMBING | PLUMBING FIXTURES | SHOWERS | Shower, for trim and rough-in, minimum | EA | 674
224223009020 | PLUMBING | PLUMBING FIXTURES | SHOWERS | Shower, for trim and rough-in, average | EA | 951
224223009040 | PLUMBING | PLUMBING FIXTURES | SHOWERS | Shower, for trim and rough-in, maximum | EA | 1456
224226000050 | PLUMBING | PLUMBING FIXTURES | DISPOSALS & ACCESSORIES | Disposal, continuous feed, minimum | EA | 262
224226000070 | PLUMBING | PLUMBING FIXTURES | DISPOSALS & ACCESSORIES | Disposal, continuous feed, maximum | EA | 744
224226000220 | PLUMBING | PLUMBING FIXTURES | DISPOSALS & ACCESSORIES | Disposal, batch feed, 1/2 HP, minimum | EA | 497
224226000240 | PLUMBING | PLUMBING FIXTURES | DISPOSALS & ACCESSORIES | Disposal, batch feed, 1/2 HP, maximum | EA | 1392
224226001110 | PLUMBING | PLUMBING FIXTURES | DISPOSALS & ACCESSORIES | Hot water dispenser, minimum | EA | 408
224226001130 | PLUMBING | PLUMBING FIXTURES | DISPOSALS & ACCESSORIES | Hot water dispenser, maximum | EA | 883
224239001000 | PLUMBING | PLUMBING FIXTURES | FAUCETS | Faucets, kitchen, minimum | EA | 245
224239001020 | PLUMBING | PLUMBING FIXTURES | FAUCETS | Faucets, kitchen, average | EA | 446
224239001040 | PLUMBING | PLUMBING FIXTURES | FAUCETS | Faucets, kitchen, maximum | EA | 555
224239001060 | PLUMBING | PLUMBING FIXTURES | FAUCETS | Faucets, bath, minimum | EA | 245
224239001080 | PLUMBING | PLUMBING FIXTURES | FAUCETS | Faucets, bath, average | EA | 459
224239001100 | PLUMBING | PLUMBING FIXTURES | FAUCETS | Faucets, bath, maximum | EA | 656
224239001120 | PLUMBING | PLUMBING FIXTURES | FAUCETS | Faucets, lavatory, domestic, minimum | EA | 251
224239001140 | PLUMBING | PLUMBING FIXTURES | FAUCETS | Faucets, lavatory, domestic, average | EA | 503
224239001160 | PLUMBING | PLUMBING FIXTURES | FAUCETS | Faucets, lavatory, domestic, maximum | EA | 758
224239001180 | PLUMBING | PLUMBING FIXTURES | FAUCETS | Faucets, hospital, patient rooms, minimum | EA | 364
224239001200 | PLUMBING | PLUMBING FIXTURES | FAUCETS | Faucets, hospital, patient rooms, average | EA | 744
224239001220 | PLUMBING | PLUMBING FIXTURES | FAUCETS | Faucets, hospital, patient rooms, maximum | EA | 1223
224239001240 | PLUMBING | PLUMBING FIXTURES | FAUCETS | Faucets, hospital, operating room, minimum | EA | 516
224239001260 | PLUMBING | PLUMBING FIXTURES | FAUCETS | Faucets, hospital, operating room, average | EA | 934
224239001280 | PLUMBING | PLUMBING FIXTURES | FAUCETS | Faucets, hospital, operating room, maximum | EA | 1376
224239001300 | PLUMBING | PLUMBING FIXTURES | FAUCETS | Faucets, washroom, minimum | EA | 277
224239001320 | PLUMBING | PLUMBING FIXTURES | FAUCETS | Faucets, washroom, average | EA | 497
224239001340 | PLUMBING | PLUMBING FIXTURES | FAUCETS | Faucets, washroom, maximum | EA | 809
224239001360 | PLUMBING | PLUMBING FIXTURES | FAUCETS | Faucets, washroom, handicapped, minimum | EA | 319
224239001380 | PLUMBING | PLUMBING FIXTURES | FAUCETS | Faucets, washroom, handicapped, average | EA | 643
224239001400 | PLUMBING | PLUMBING FIXTURES | FAUCETS | Faucets, washroom, handicapped, maximum | EA | 947
224239001420 | PLUMBING | PLUMBING FIXTURES | FAUCETS | Faucets, shower, minimum | EA | 277
224239001440 | PLUMBING | PLUMBING FIXTURES | FAUCETS | Faucets, shower, average | EA | 548
224239001460 | PLUMBING | PLUMBING FIXTURES | FAUCETS | Faucets, shower, maximum | EA | 3009
224239001500 | PLUMBING | PLUMBING FIXTURES | FAUCETS | Faucets, for trim & rough-in, minimum | EA | 268
224239001520 | PLUMBING | PLUMBING FIXTURES | FAUCETS | Faucets, for trim & rough-in, average | EA | 364
224239001540 | PLUMBING | PLUMBING FIXTURES | FAUCETS | Faucets, for trim & rough-in, maximum | EA | 677
224239800010 | PLUMBING | PLUMBING FIXTURES | HOSE BIBBS | Hose bib, 1/2" | EA | 40.34
224239800200 | PLUMBING | PLUMBING FIXTURES | HOSE BIBBS | Hose bib, 3/4" | EA | 40.97
224700101000 | PLUMBING | DRINKING FOUNTAINS AND WATER COOLERS | MISCELLANEOUS FIXTURES | Electric water cooler, floor mounted | EA | 1412
224700101020 | PLUMBING | DRINKING FOUNTAINS AND WATER COOLERS | MISCELLANEOUS FIXTURES | Electric water cooler, wall mounted | EA | 1340
224700102000 | PLUMBING | DRINKING FOUNTAINS AND WATER COOLERS | MISCELLANEOUS FIXTURES | Electric water cooler, wash fountain, wall mounted | EA | 3110
224700102020 | PLUMBING | DRINKING FOUNTAINS AND WATER COOLERS | MISCELLANEOUS FIXTURES | Elec water cooler, wash fountain, floor supported | EA | 5555
224700104000 | PLUMBING | DRINKING FOUNTAINS AND WATER COOLERS | MISCELLANEOUS FIXTURES | Electric water cooler, deluge shower & eye wash | EA | 1562
225100701000 | PLUMBING | POOLS AND FOUNTAIN PLUMBING SYSTEMS | SOLAR WATER HEATER, POOLS | Solar Water Heater, pool, 1000 BTU/SF panel, 4x8 | EA | 252
225100701100 | PLUMBING | POOLS AND FOUNTAIN PLUMBING SYSTEMS | SOLAR WATER HEATER, POOLS | Solar Water Heater, pool, 1000 BTU/SF panel, 4x10 | EA | 287
225100701200 | PLUMBING | POOLS AND FOUNTAIN PLUMBING SYSTEMS | SOLAR WATER HEATER, POOLS | Solar Water Heater, pool, 1000 BTU/SF panel, 4x12 | EA | 327
225100702200 | PLUMBING | POOLS AND FOUNTAIN PLUMBING SYSTEMS | SOLAR WATER HEATER, POOLS | Solar Water Heater, pool, panel mounting kit, 4x8 | EA | 82.96
225100702300 | PLUMBING | POOLS AND FOUNTAIN PLUMBING SYSTEMS | SOLAR WATER HEATER, POOLS | Solar Water Heater, pool, panel mounting kit, 4x10 | EA | 107
225100702400 | PLUMBING | POOLS AND FOUNTAIN PLUMBING SYSTEMS | SOLAR WATER HEATER, POOLS | Solar Water Heater, pool, panel mounting kit, 4x12 | EA | 126
226600101000 | PLUMBING | GAS AND VACUUM SYSTEMS | GLASS PIPE | Glass pipe, 1-1/2" dia. | LF | 33.4
226600101020 | PLUMBING | GAS AND VACUUM SYSTEMS | GLASS PIPE | Glass pipe, 2" dia. | LF | 40.94
226600101040 | PLUMBING | GAS AND VACUUM SYSTEMS | GLASS PIPE | Glass pipe, 3" dia. | LF | 50.49
226600101060 | PLUMBING | GAS AND VACUUM SYSTEMS | GLASS PIPE | Glass pipe, 4" dia. | LF | 76.86
226600101080 | PLUMBING | GAS AND VACUUM SYSTEMS | GLASS PIPE | Glass pipe, 6" dia. | LF | 123
230713101000 | HVAC | INSULATION | DUCTWORK INSULATION | Fiberglass duct insul, plain blanket, 1-1/2" thick | SF | 1.63
230713101060 | HVAC | INSULATION | DUCTWORK INSULATION | Fiberglass duct insul, plain blanket, 2" thick | SF | 2.15
230713101520 | HVAC | INSULATION | DUCTWORK INSULATION | Fiberglass duct insul, with vapor barrier, 1-1/2" th | SF | 1.7
230713101540 | HVAC | INSULATION | DUCTWORK INSULATION | Fiberglass duct insul, with vapor barrier, 2" thick | SF | 2.23
230713102020 | HVAC | INSULATION | DUCTWORK INSULATION | Fiberglass duct insul, rigid, vapor barrier, 2" thick | SF | 6.17
230713102040 | HVAC | INSULATION | DUCTWORK INSULATION | Fiberglass duct insul, rigid, vapor barrier, 3" thick | SF | 7.96
230713102060 | HVAC | INSULATION | DUCTWORK INSULATION | Fiberglass duct insul, rigid, vapor barrier, 4" thick | SF | 10.04
230713102080 | HVAC | INSULATION | DUCTWORK INSULATION | Fiberglass duct insul, rigid, vapor barrier, 6" thick | SF | 14.71
230713103180 | HVAC | INSULATION | DUCTWORK INSULATION | Weatherproof, polystyrene, 3" thick, vapor barrier | SF | 15.72
230713103200 | HVAC | INSULATION | DUCTWORK INSULATION | Weatherproof, urethane board, vapor barrier | SF | 20.74
230913101000 | HVAC | CONTROLS | HVAC CONTROLS | Pressure gauge, direct reading gage cock and syphon | EA | 183
230913101220 | HVAC | CONTROLS | HVAC CONTROLS | Control valve, 1", modulating, 2-way | EA | 1081
230913101240 | HVAC | CONTROLS | HVAC CONTROLS | Control valve, 1", modulating, 3-way | EA | 1252
230913101260 | HVAC | CONTROLS | HVAC CONTROLS | Self contained control valve w/sensing element, 3/4 | EA | 250
230913101920 | HVAC | CONTROLS | HVAC CONTROLS | Instr air sys, 2-2 hp compr, rcvr refrigerant dryer | EA | 8486
230913102020 | HVAC | CONTROLS | HVAC CONTROLS | Thermostat primary control device | EA | 188
230913102025 | HVAC | CONTROLS | HVAC CONTROLS | HVAC Thermostat, electronic, non-programmable | EA | 44.51
230913102028 | HVAC | CONTROLS | HVAC CONTROLS | HVAC Thermostat, electronic, programmable | EA | 38.57
230913102029 | HVAC | CONTROLS | HVAC CONTROLS | Thermostat guard | EA | 38.91
230913102030 | HVAC | CONTROLS | HVAC CONTROLS | HVAC Transformer, single hub | EA | 49.82
230913102040 | HVAC | CONTROLS | HVAC CONTROLS | Humidistat primary control device | EA | 152
230913102060 | HVAC | CONTROLS | HVAC CONTROLS | Timers primary control device, indoor/outdoor, 24 hr | EA | 297
230913102080 | HVAC | CONTROLS | HVAC CONTROLS | Thermometer, dir reading, 3 dial | EA | 152
230913102100 | HVAC | CONTROLS | HVAC CONTROLS | Controller, HVAC system, min. | EA | 1926
230913102110 | HVAC | CONTROLS | HVAC CONTROLS | Controller, HVAC system, avg. | EA | 2834
230913102120 | HVAC | CONTROLS | HVAC CONTROLS | Controller, HVAC system, max. | EA | 6052
230913102200 | HVAC | CONTROLS | HVAC CONTROLS | Controller, VAV, external | EA | 523
230913102500 | HVAC | CONTROLS | HVAC CONTROLS | HVAC Read Out Meter, water balancing system | EA | 5254
230913104400 | HVAC | CONTROLS | HVAC CONTROLS | Control dampers, round, 6" dia | EA | 165
230913104401 | HVAC | CONTROLS | HVAC CONTROLS | Control dampers, round, 8" dia | EA | 219
230913104402 | HVAC | CONTROLS | HVAC CONTROLS | Control dampers, round, 10" dia | EA | 280
230913104403 | HVAC | CONTROLS | HVAC CONTROLS | Control dampers, round, 12" dia | EA | 356
230913104404 | HVAC | CONTROLS | HVAC CONTROLS | Control dampers, round, 14" dia | EA | 517
230913104405 | HVAC | CONTROLS | HVAC CONTROLS | Control dampers, round, 18" dia | EA | 548
230913104406 | HVAC | CONTROLS | HVAC CONTROLS | Control dampers, round, 20" dia | EA | 716
230913104480 | HVAC | CONTROLS | HVAC CONTROLS | Ctrl damper, rect, parallel blade std leak, 12"x 12" | EA | 164
230913104525 | HVAC | CONTROLS | HVAC CONTROLS | Ctrl damper, rect, parallel blade std leak, 16"x 16" | EA | 220
230913104530 | HVAC | CONTROLS | HVAC CONTROLS | Ctrl damper, rect, parallel blade std leak, 20"x 20" | EA | 254
230913104600 | HVAC | CONTROLS | HVAC CONTROLS | Ctrl damper, rect, parallel blade std leak, 48"x 48" | EA | 757
230913104680 | HVAC | CONTROLS | HVAC CONTROLS | Ctrl damper, rect, parallel blade std leak, 48"x 60" | EA | 950
230913104700 | HVAC | CONTROLS | HVAC CONTROLS | Ctrl damper, rect, parallel blade std leak, 48"x 72" | EA | 1121
230913105000 | HVAC | CONTROLS | HVAC CONTROLS | Ctrl damper, rect, parallel blade low leak, 12"x 12" | EA | 274
230913105040 | HVAC | CONTROLS | HVAC CONTROLS | Ctrl damper, rect, parallel blade low leak, 16"x 16" | EA | 331
230913105140 | HVAC | CONTROLS | HVAC CONTROLS | Ctrl damper, rect, parallel blade low leak, 36"x 36" | EA | 818
230913105220 | HVAC | CONTROLS | HVAC CONTROLS | Ctrl damper, rect, parallel blade low leak, 48"x 48" | EA | 1462
230913105320 | HVAC | CONTROLS | HVAC CONTROLS | Ctrl damper, rect, parallel blade low leak, 48"x 72" | EA | 2227
230913105985 | HVAC | CONTROLS | HVAC CONTROLS | Ctrl damper, rect, opp horiz blade, 6"x 6" | EA | 124
230913105987 | HVAC | CONTROLS | HVAC CONTROLS | Ctrl damper, rect, opp horiz blade, 8"x 8" | EA | 135
230913105989 | HVAC | CONTROLS | HVAC CONTROLS | Ctrl damper, rect, opp horiz blade, 10"x 8" | EA | 146
230913106000 | HVAC | CONTROLS | HVAC CONTROLS | Ctrl damper, rect, opp horiz blade, 12"x 12" | EA | 168
230913106040 | HVAC | CONTROLS | HVAC CONTROLS | Ctrl damper, rect, opp horiz blade, 16"x 16" | EA | 213
230913106080 | HVAC | CONTROLS | HVAC CONTROLS | Ctrl damper, rect, opp horiz blade, 24"x 24" | EA | 274
230913106140 | HVAC | CONTROLS | HVAC CONTROLS | Ctrl damper, rect, opp horiz blade, 36"x 36" | EA | 456
230913106320 | HVAC | CONTROLS | HVAC CONTROLS | Ctrl damper, rect, opp horiz blade, 48"x 72" | EA | 1217
232113601000 | HVAC | HYDRONIC PIPING AND PUMPS | EXPANSION TANKS | Expansion tank, 125 psi, galvanized steel, 20 gal | EA | 1020
232113601060 | HVAC | HYDRONIC PIPING AND PUMPS | EXPANSION TANKS | Expansion tank, 125 psi, galvanized steel, 80 gal | EA | 1626
232113701000 | HVAC | HYDRONIC PIPING AND PUMPS | STRAINERS | Strainer, Y pattern, 125 psi, CI body, threaded, 3/4" | EA | 51.31
232113701010 | HVAC | HYDRONIC PIPING AND PUMPS | STRAINERS | Strainer, Y pattern, 125 psi, CI body, threaded, 1" | EA | 60.75
232113701020 | HVAC | HYDRONIC PIPING AND PUMPS | STRAINERS | Strainer, Y pattern, 125 psi, CI body, threaded, 1-1/4" | EA | 76.05
232113701030 | HVAC | HYDRONIC PIPING AND PUMPS | STRAINERS | Strainer, Y pattern, 125 psi, CI body, threaded, 1-1/2" | EA | 84.53
232113701040 | HVAC | HYDRONIC PIPING AND PUMPS | STRAINERS | Strainer, Y pattern, 125 psi, CI body, threaded, 2" | EA | 115
232113702000 | HVAC | HYDRONIC PIPING AND PUMPS | STRAINERS | Strainer, Y pattern, 250 psi, brass, threaded, 3/4" | EA | 71.95
232113702010 | HVAC | HYDRONIC PIPING AND PUMPS | STRAINERS | Strainer, Y pattern, 250 psi, brass, threaded, 1" | EA | 86.19
232113702040 | HVAC | HYDRONIC PIPING AND PUMPS | STRAINERS | Strainer, Y pattern, 250 psi, brass, threaded, 1-1/4" | EA | 108
232113702100 | HVAC | HYDRONIC PIPING AND PUMPS | STRAINERS | Strainer, Y pattern, 250 psi, brass, threaded, 1-1/2" | EA | 133
232113702120 | HVAC | HYDRONIC PIPING AND PUMPS | STRAINERS | Strainer, Y pattern, 250 psi, brass, threaded, 2" | EA | 208
232113702140 | HVAC | HYDRONIC PIPING AND PUMPS | STRAINERS | Strainer, Y pattern, 250 psi, CI body, threaded, 3/4" | EA | 65.33
232113702160 | HVAC | HYDRONIC PIPING AND PUMPS | STRAINERS | Strainer, Y pattern, 250 psi, CI body, threaded, 1" | EA | 73.34
232113702180 | HVAC | HYDRONIC PIPING AND PUMPS | STRAINERS | Strainer, Y pattern, 250 psi, CI body, threaded, 1-1/4" | EA | 94.68
232113702200 | HVAC | HYDRONIC PIPING AND PUMPS | STRAINERS | Strainer, Y pattern, 250 psi, CI body, threaded, 1-1/2" | EA | 111
232113702220 | HVAC | HYDRONIC PIPING AND PUMPS | STRAINERS | Strainer, Y pattern, 250 psi, CI body, threaded, 2" | EA | 140
233113001000 | HVAC | AIR DISTRIBUTION | METAL DUCTWORK | Rectangular duct, galvanized steel, minimum | LB | 9.07
233113001010 | HVAC | AIR DISTRIBUTION | METAL DUCTWORK | Rectangular duct, galvanized steel, average | LB | 11.13
233113001020 | HVAC | AIR DISTRIBUTION | METAL DUCTWORK | Rectangular duct, galvanized steel, maximum | LB | 16.72
233113001100 | HVAC | AIR DISTRIBUTION | METAL DUCTWORK | Metal ductwork, aluminum, minimum | LB | 20.35
233113001120 | HVAC | AIR DISTRIBUTION | METAL DUCTWORK | Metal ductwork, aluminum, average | LB | 25.63
233113001140 | HVAC | AIR DISTRIBUTION | METAL DUCTWORK | Metal ductwork, aluminum, maximum | LB | 33.88
233113001180 | HVAC | AIR DISTRIBUTION | METAL DUCTWORK | Duct fittings, minimum | EA | 39.81
233113001200 | HVAC | AIR DISTRIBUTION | METAL DUCTWORK | Duct fittings, average | EA | 59.7
233113001220 | HVAC | AIR DISTRIBUTION | METAL DUCTWORK | Duct fittings, maximum | EA | 112
233113001240 | HVAC | AIR DISTRIBUTION | METAL DUCTWORK | Metal ductwork, for work 10-20' high, add per pound | LB | 0.66
233113001260 | HVAC | AIR DISTRIBUTION | METAL DUCTWORK | Metal ductwork, for work 30-50' high, add per pound | LB | 1.1
233313001000 | HVAC | AIR DUCT ACCESSORIES | DAMPERS | Horizontal parallel alum backdraft damper, 12"x 12" | EA | 80.17
233313001010 | HVAC | AIR DUCT ACCESSORIES | DAMPERS | Horizontal parallel alum backdraft damper, 16"x 16" | EA | 85.23
233313001030 | HVAC | AIR DUCT ACCESSORIES | DAMPERS | Horizontal parallel alum backdraft damper, 24"x 24" | EA | 137
233313001060 | HVAC | AIR DUCT ACCESSORIES | DAMPERS | Horizontal parallel alum backdraft damper, 36"x 36" | EA | 277
233313001100 | HVAC | AIR DUCT ACCESSORIES | DAMPERS | Horizontal parallel alum backdraft damper, 48"x 48" | EA | 469
233313002010 | HVAC | AIR DUCT ACCESSORIES | DAMPERS | "Up" parallel aluminum damper, 12"x 12" | EA | 116
233313002020 | HVAC | AIR DUCT ACCESSORIES | DAMPERS | "Up" parallel aluminum damper, 16"x 16" | EA | 153
233313002040 | HVAC | AIR DUCT ACCESSORIES | DAMPERS | "Up" parallel aluminum damper, 24"x 24" | EA | 207
233313002070 | HVAC | AIR DUCT ACCESSORIES | DAMPERS | "Up" parallel aluminum damper, 36"x 36" | EA | 341
233313002100 | HVAC | AIR DUCT ACCESSORIES | DAMPERS | "Up" parallel aluminum damper, 48"x 48" | EA | 633
233313003010 | HVAC | AIR DUCT ACCESSORIES | DAMPERS | "Down" parallel aluminum damper, 12"x 12" | EA | 116
233313003020 | HVAC | AIR DUCT ACCESSORIES | DAMPERS | "Down" parallel aluminum damper, 16"x 16" | EA | 153
233313003040 | HVAC | AIR DUCT ACCESSORIES | DAMPERS | "Down" parallel aluminum damper, 24"x 24" | EA | 207
233313003070 | HVAC | AIR DUCT ACCESSORIES | DAMPERS | "Down" parallel aluminum damper, 36"x 36" | EA | 341
233313003100 | HVAC | AIR DUCT ACCESSORIES | DAMPERS | "Down" parallel aluminum damper, 48"x 48" | EA | 633
233313004000 | HVAC | AIR DUCT ACCESSORIES | DAMPERS | Fire damper, 1.5 hr rating, 12"x 12" | EA | 98.4
233313004010 | HVAC | AIR DUCT ACCESSORIES | DAMPERS | Fire damper, 1.5 hr rating, 16"x 16" | EA | 131
233313004030 | HVAC | AIR DUCT ACCESSORIES | DAMPERS | Fire damper, 1.5 hr rating, 24"x 24" | EA | 153
233313004060 | HVAC | AIR DUCT ACCESSORIES | DAMPERS | Fire damper, 1.5 hr rating, 36"x 36" | EA | 268
233313004090 | HVAC | AIR DUCT ACCESSORIES | DAMPERS | Fire damper, 1.5 hr rating, 48"x 48" | EA | 477
233346001020 | HVAC | AIR DUCT ACCESSORIES | FLEXIBLE DUCTWORK | Flexible duct, 1.25" fiberglass, 5" dia | LF | 7.96
233346001040 | HVAC | AIR DUCT ACCESSORIES | FLEXIBLE DUCTWORK | Flexible duct, 1.25" fiberglass, 6" dia | LF | 8.85
233346001060 | HVAC | AIR DUCT ACCESSORIES | FLEXIBLE DUCTWORK | Flexible duct, 1.25" fiberglass, 7" dia | LF | 10.05
233346001080 | HVAC | AIR DUCT ACCESSORIES | FLEXIBLE DUCTWORK | Flexible duct, 1.25" fiberglass, 8" dia | LF | 10.61
233346001100 | HVAC | AIR DUCT ACCESSORIES | FLEXIBLE DUCTWORK | Flexible duct, 1.25" fiberglass, 10" dia | LF | 13.08
233346001120 | HVAC | AIR DUCT ACCESSORIES | FLEXIBLE DUCTWORK | Flexible duct, 1.25" fiberglass, 12" dia | LF | 14.18
233346001140 | HVAC | AIR DUCT ACCESSORIES | FLEXIBLE DUCTWORK | Flexible duct, 1.25" fiberglass, 14" dia | LF | 16.6
233346001160 | HVAC | AIR DUCT ACCESSORIES | FLEXIBLE DUCTWORK | Flexible duct, 1.25" fiberglass, 16" dia | LF | 21.8
233346009000 | HVAC | AIR DUCT ACCESSORIES | FLEXIBLE DUCTWORK | Flexible duct connector, 3" wide fabric | LF | 17.38
233400101020 | HVAC | HVAC FANS | EXHAUST FANS | Belt drive roof exhaust fans, 640 cfm, 2618 fpm | EA | 1594
233400101030 | HVAC | HVAC FANS | EXHAUST FANS | Belt drive roof exhaust fans, 940 cfm, 2604 fpm | EA | 2036
233400101040 | HVAC | HVAC FANS | EXHAUST FANS | Belt drive roof exhaust fans, 1050 cfm, 3325 fpm | EA | 1831
233400101050 | HVAC | HVAC FANS | EXHAUST FANS | Belt drive roof exhaust fans, 1170 cfm, 2373 fpm | EA | 2603
233400101110 | HVAC | HVAC FANS | EXHAUST FANS | Belt drive roof exhaust fans, 2440 cfm, 4501 fpm | EA | 2067
233400101120 | HVAC | HVAC FANS | EXHAUST FANS | Belt drive roof exhaust fans, 2760 cfm, 4950 fpm | EA | 2272
233400101140 | HVAC | HVAC FANS | EXHAUST FANS | Belt drive roof exhaust fans, 3890 cfm, 6769 fpm | EA | 2572
233400101160 | HVAC | HVAC FANS | EXHAUST FANS | Belt drive roof exhaust fans, 2380 cfm, 3382 fpm | EA | 2840
233400101180 | HVAC | HVAC FANS | EXHAUST FANS | Belt drive roof exhaust fans, 2880 cfm, 3859 fpm | EA | 2966
233400101200 | HVAC | HVAC FANS | EXHAUST FANS | Belt drive roof exhaust fans, 3200 cfm, 4173 fpm | EA | 3035
233400101260 | HVAC | HVAC FANS | EXHAUST FANS | Belt drive roof exhaust fans, 3660 cfm, 3437 fpm | EA | 3082
233400103040 | HVAC | HVAC FANS | EXHAUST FANS | Direct drive fans, 60 to 390 cfm | EA | 1046
233400103060 | HVAC | HVAC FANS | EXHAUST FANS | Direct drive fans, 145 to 590 cfm | EA | 1240
233400103080 | HVAC | HVAC FANS | EXHAUST FANS | Direct drive fans, 295 to 860 cfm | EA | 1483
233400103100 | HVAC | HVAC FANS | EXHAUST FANS | Direct drive fans, 235 to 1300 cfm | EA | 1580
233400103120 | HVAC | HVAC FANS | EXHAUST FANS | Direct drive fans, 415 to 1630 cfm | EA | 1774
233400103160 | HVAC | HVAC FANS | EXHAUST FANS | Direct drive fans, 590 to 2045 cfm | EA | 2028
233713102000 | HVAC | AIR OUTLETS AND INLETS | DIFFUSERS | Ceiling diffusers, round, baked enamel, 6" dia | EA | 70.09
233713102060 | HVAC | AIR OUTLETS AND INLETS | DIFFUSERS | Ceiling diffusers, round, baked enamel, 12" dia | EA | 106
233713102100 | HVAC | AIR OUTLETS AND INLETS | DIFFUSERS | Ceiling diffusers, round, baked enamel, 16" dia | EA | 142
233713102140 | HVAC | AIR OUTLETS AND INLETS | DIFFUSERS | Ceiling diffusers, round, baked enamel, 20" dia | EA | 188
233713102500 | HVAC | AIR OUTLETS AND INLETS | DIFFUSERS | Ceiling diffusers, rectangular, baked enamel, 6"x 6" | EA | 72.89
233713102540 | HVAC | AIR OUTLETS AND INLETS | DIFFUSERS | Ceiling diffusers, rectangular, baked enamel, 12"x12" | EA | 121
233713102580 | HVAC | AIR OUTLETS AND INLETS | DIFFUSERS | Ceiling diffusers, rectangular, baked enamel, 18"x18" | EA | 165
233713102620 | HVAC | AIR OUTLETS AND INLETS | DIFFUSERS | Ceiling diffusers, rectangular, baked enamel, 24"x24" | EA | 228
233713103010 | HVAC | AIR OUTLETS AND INLETS | DIFFUSERS | Ceil diffuser, lay in, flush, perf, w/grid, 6x6/24x24 | EA | 107
233713103080 | HVAC | AIR OUTLETS AND INLETS | DIFFUSERS | Ceil diffuser, lay in, flush, perf, w/grid, 12x12/24x24 | EA | 118
233713103140 | HVAC | AIR OUTLETS AND INLETS | DIFFUSERS | Ceil diffuser, lay in, flush, perf, w/grid, 18x18/24x24 | EA | 165
233713105000 | HVAC | AIR OUTLETS AND INLETS | DIFFUSERS | Two-way slot diffuser with balancing damper, 4' | EA | 169
233713401000 | HVAC | AIR OUTLETS AND INLETS | REGISTERS AND GRILLES | Register, lay in, flush, perf face 6x6/24x24 | EA | 97.52
233713401020 | HVAC | AIR OUTLETS AND INLETS | REGISTERS AND GRILLES | Register, lay in, flush, perf face, 8x8/24x24 | EA | 97.52
233713401040 | HVAC | AIR OUTLETS AND INLETS | REGISTERS AND GRILLES | Register, lay in, flush, perf face, 9x9/24x24 | EA | 103
233713401060 | HVAC | AIR OUTLETS AND INLETS | REGISTERS AND GRILLES | Register, lay in, flush, perf face, 10x10/24x24 | EA | 108
233713401080 | HVAC | AIR OUTLETS AND INLETS | REGISTERS AND GRILLES | Register, lay in, flush, perf face, 12x12/24x24 | EA | 108
233713403060 | HVAC | AIR OUTLETS AND INLETS | REGISTERS AND GRILLES | Register, rect, ceiling return, 1 deflection, 10x10 | EA | 77.1
233713403080 | HVAC | AIR OUTLETS AND INLETS | REGISTERS AND GRILLES | Register, rect, ceiling return, 1 deflection, 12x12 | EA | 82.44
233713403100 | HVAC | AIR OUTLETS AND INLETS | REGISTERS AND GRILLES | Register, rect, ceiling return, 1 deflection, 14x14 | EA | 90.56
233713403120 | HVAC | AIR OUTLETS AND INLETS | REGISTERS AND GRILLES | Register, rect, ceiling return, 1 deflection, 16x8 | EA | 82.44
233713403140 | HVAC | AIR OUTLETS AND INLETS | REGISTERS AND GRILLES | Register, rect, ceiling return, 1 deflection, 16x16 | EA | 82.44
233713403220 | HVAC | AIR OUTLETS AND INLETS | REGISTERS AND GRILLES | Register, rectangular, ceiling return, 24x12 | EA | 146
233713403240 | HVAC | AIR OUTLETS AND INLETS | REGISTERS AND GRILLES | Register, rectangular, ceiling return, 24x18 | EA | 176
233713403260 | HVAC | AIR OUTLETS AND INLETS | REGISTERS AND GRILLES | Register, rectangular, ceiling return, 36x24 | EA | 297
233713403280 | HVAC | AIR OUTLETS AND INLETS | REGISTERS AND GRILLES | Register, rectangular, ceiling return, 36x30 | EA | 416
233713405000 | HVAC | AIR OUTLETS AND INLETS | REGISTERS AND GRILLES | Wall return, air register, 12x12 | EA | 75.9
233713405020 | HVAC | AIR OUTLETS AND INLETS | REGISTERS AND GRILLES | Wall return, air register, 16x16 | EA | 101
233713405040 | HVAC | AIR OUTLETS AND INLETS | REGISTERS AND GRILLES | Wall return, air register, 18x18 | EA | 116
233713405060 | HVAC | AIR OUTLETS AND INLETS | REGISTERS AND GRILLES | Wall return, air register, 20x20 | EA | 133
233713405080 | HVAC | AIR OUTLETS AND INLETS | REGISTERS AND GRILLES | Wall return, air register, 24x24 | EA | 175
233713406000 | HVAC | AIR OUTLETS AND INLETS | REGISTERS AND GRILLES | Ceiling return, air grill, 6x6 | EA | 60.82
233713406020 | HVAC | AIR OUTLETS AND INLETS | REGISTERS AND GRILLES | Ceiling return, air grill, 8x8 | EA | 74.5
233713406040 | HVAC | AIR OUTLETS AND INLETS | REGISTERS AND GRILLES | Ceiling return, air grill, 10x10 | EA | 83.66
233713407000 | HVAC | AIR OUTLETS AND INLETS | REGISTERS AND GRILLES | Ceiling, exhaust grille, egg crate, 6x6 | EA | 51.06
233713407020 | HVAC | AIR OUTLETS AND INLETS | REGISTERS AND GRILLES | Ceiling, exhaust grille, egg crate, 8x8 | EA | 57.04
233713407040 | HVAC | AIR OUTLETS AND INLETS | REGISTERS AND GRILLES | Ceiling, exhaust grille, egg crate, 10x10 | EA | 59.41
233713407060 | HVAC | AIR OUTLETS AND INLETS | REGISTERS AND GRILLES | Ceiling, exhaust grille, egg crate, 12x12 | EA | 73.88
233713407080 | HVAC | AIR OUTLETS AND INLETS | REGISTERS AND GRILLES | Ceiling, exhaust grille, egg crate, 14x14 | EA | 82.8
233713407100 | HVAC | AIR OUTLETS AND INLETS | REGISTERS AND GRILLES | Ceiling, exhaust grille, egg crate, 16x16 | EA | 89.59
233713407120 | HVAC | AIR OUTLETS AND INLETS | REGISTERS AND GRILLES | Ceiling, exhaust grille, egg crate, 18x18 | EA | 98.44
233723201000 | HVAC | AIR OUTLETS AND INLETS | RELIEF VENTILATORS | Intake ventilator, alum, w/screen, no curbs, 12"x 12" | EA | 246
233723201020 | HVAC | AIR OUTLETS AND INLETS | RELIEF VENTILATORS | Intake ventilator, alum, w/screen, no curbs, 16"x 16" | EA | 323
233723201100 | HVAC | AIR OUTLETS AND INLETS | RELIEF VENTILATORS | Intake ventilator, alum, w/screen, no curbs, 36"x 36" | EA | 1059
233723201140 | HVAC | AIR OUTLETS AND INLETS | RELIEF VENTILATORS | Intake ventilator, alum, w/screen, no curbs, 48"x 48" | EA | 1671
233723801020 | HVAC | AIR OUTLETS AND INLETS | PENTHOUSE LOUVERS | Penthouse louvers, 12"h, alum, 4" louver, 6' perimeter | EA | 745
233723801080 | HVAC | AIR OUTLETS AND INLETS | PENTHOUSE LOUVERS | Penthouse louvers, 12"h, alum, 4" louver, 12' perimete | EA | 1495
233723801160 | HVAC | AIR OUTLETS AND INLETS | PENTHOUSE LOUVERS | Penthouse louvers, 12"h, alum, 4" louver, 20' perimete | EA | 3215
233723802000 | HVAC | AIR OUTLETS AND INLETS | PENTHOUSE LOUVERS | Penthouse louvers, 16"h, alum, 4" louver, 4' perimeter | EA | 656
233723802020 | HVAC | AIR OUTLETS AND INLETS | PENTHOUSE LOUVERS | Penthouse louvers, 16"h, alum, 4" louver, 6' perimeter | EA | 834
233723802080 | HVAC | AIR OUTLETS AND INLETS | PENTHOUSE LOUVERS | Penthouse louvers, 16"h, alum, 4" louver, 12' perimete | EA | 1647
233723802160 | HVAC | AIR OUTLETS AND INLETS | PENTHOUSE LOUVERS | Penthouse louvers, 16"h, alum, 4" louver, 20' perimete | EA | 3660
233723803000 | HVAC | AIR OUTLETS AND INLETS | PENTHOUSE LOUVERS | Penthouse louvers, 20"h, alum, 4" louver, 4' perimeter | EA | 834
233723803020 | HVAC | AIR OUTLETS AND INLETS | PENTHOUSE LOUVERS | Penthouse louvers, 20"h, alum, 4" louver, 6' perimeter | EA | 872
233723803080 | HVAC | AIR OUTLETS AND INLETS | PENTHOUSE LOUVERS | Penthouse louvers, 20"h, alum, 4" louver, 12' perimete | EA | 1825
233723803160 | HVAC | AIR OUTLETS AND INLETS | PENTHOUSE LOUVERS | Penthouse louvers, 20"h, alum, 4" louver, 20' perimete | EA | 3876
233723804000 | HVAC | AIR OUTLETS AND INLETS | PENTHOUSE LOUVERS | Penthouse louvers, 24"h, alum, 4" louver, 4' perimeter | EA | 834
233723804020 | HVAC | AIR OUTLETS AND INLETS | PENTHOUSE LOUVERS | Penthouse louvers, 24"h, alum, 4" louver, 6' perimeter | EA | 961
233723804080 | HVAC | AIR OUTLETS AND INLETS | PENTHOUSE LOUVERS | Penthouse louvers, 24"h, alum, 4" louver, 12' perimete | EA | 2003
233723804160 | HVAC | AIR OUTLETS AND INLETS | PENTHOUSE LOUVERS | Penthouse louvers, 24"h, alum, 4" louver, 20' perimete | EA | 4295
235223001000 | HVAC | CENTRAL HEATING EQUIPMENT | BOILERS | Cast iron, gas fired, hot water, 115 mbh | EA | 6072
235223001020 | HVAC | CENTRAL HEATING EQUIPMENT | BOILERS | Cast iron, gas fired, hot water, 175 mbh | EA | 6944
235223001040 | HVAC | CENTRAL HEATING EQUIPMENT | BOILERS | Cast iron, gas fired, hot water, 235 mbh | EA | 8310
235223001060 | HVAC | CENTRAL HEATING EQUIPMENT | BOILERS | Cast iron, gas fired, hot water, 940 mbh | EA | 23551
235223001080 | HVAC | CENTRAL HEATING EQUIPMENT | BOILERS | Cast iron, gas fired, hot water, 1600 mbh | EA | 31639
235223001100 | HVAC | CENTRAL HEATING EQUIPMENT | BOILERS | Cast iron, gas fired, hot water, 3000 mbh | EA | 48676
235223001120 | HVAC | CENTRAL HEATING EQUIPMENT | BOILERS | Cast iron, gas fired, hot water, 6000 mbh | EA | 91554
235223001140 | HVAC | CENTRAL HEATING EQUIPMENT | BOILERS | Cast iron, gas fired, steam, 115 mbh | EA | 6738
235223001160 | HVAC | CENTRAL HEATING EQUIPMENT | BOILERS | Cast iron, gas fired, steam, 175 mbh | EA | 7785
235223001180 | HVAC | CENTRAL HEATING EQUIPMENT | BOILERS | Cast iron, gas fired, steam, 235 mbh | EA | 8957
235223001200 | HVAC | CENTRAL HEATING EQUIPMENT | BOILERS | Cast iron, gas fired, steam, 940 mbh | EA | 26030
235223001220 | HVAC | CENTRAL HEATING EQUIPMENT | BOILERS | Cast iron, gas fired, steam, 1600 mbh | EA | 33372
235223001240 | HVAC | CENTRAL HEATING EQUIPMENT | BOILERS | Cast iron, gas fired, steam, 3000 mbh | EA | 48332
235223001260 | HVAC | CENTRAL HEATING EQUIPMENT | BOILERS | Cast iron, gas fired, steam, 6000 mbh | EA | 94855
235223002000 | HVAC | CENTRAL HEATING EQUIPMENT | BOILERS | Cast iron, electric, hot water, 115 mbh | EA | 7385
235223002020 | HVAC | CENTRAL HEATING EQUIPMENT | BOILERS | Cast iron, electric, hot water, 175 mbh | EA | 7984
235223002040 | HVAC | CENTRAL HEATING EQUIPMENT | BOILERS | Cast iron, electric, hot water, 235 mbh | EA | 8863
235223002060 | HVAC | CENTRAL HEATING EQUIPMENT | BOILERS | Cast iron, electric, hot water, 940 mbh | EA | 20800
235223002080 | HVAC | CENTRAL HEATING EQUIPMENT | BOILERS | Cast iron, electric, hot water, 1600 mbh | EA | 31505
235223002100 | HVAC | CENTRAL HEATING EQUIPMENT | BOILERS | Cast iron, electric, hot water, 3000 mbh | EA | 45351
235223002120 | HVAC | CENTRAL HEATING EQUIPMENT | BOILERS | Cast iron, electric, hot water, 6000 mbh | EA | 54133
235223002140 | HVAC | CENTRAL HEATING EQUIPMENT | BOILERS | Cast iron, electric, steam, 115 mbh | EA | 8863
235223002160 | HVAC | CENTRAL HEATING EQUIPMENT | BOILERS | Cast iron, electric, steam, 175 mbh | EA | 10460
235223002180 | HVAC | CENTRAL HEATING EQUIPMENT | BOILERS | Cast iron, electric, steam, 235 mbh | EA | 11258
235223002190 | HVAC | CENTRAL HEATING EQUIPMENT | BOILERS | Cast iron, electric, steam, 940 mbh | EA | 22421
235223002200 | HVAC | CENTRAL HEATING EQUIPMENT | BOILERS | Cast iron, electric, steam, 1600 mbh | EA | 38725
235223002220 | HVAC | CENTRAL HEATING EQUIPMENT | BOILERS | Cast iron, electric, steam, 3000 mbh | EA | 53816
235223002240 | HVAC | CENTRAL HEATING EQUIPMENT | BOILERS | Cast iron, electric, steam, 6000 mbh | EA | 58498
235223004000 | HVAC | CENTRAL HEATING EQUIPMENT | BOILERS | Cast iron, oil fired, hot water, 115 mbh | EA | 6493
235223004010 | HVAC | CENTRAL HEATING EQUIPMENT | BOILERS | Cast iron, oil fired, hot water, 175 mbh | EA | 7971
235223004020 | HVAC | CENTRAL HEATING EQUIPMENT | BOILERS | Cast iron, oil fired, hot water, 235 mbh | EA | 10474
235223004030 | HVAC | CENTRAL HEATING EQUIPMENT | BOILERS | Cast iron, oil fired, hot water, 940 mbh | EA | 19666
235223004040 | HVAC | CENTRAL HEATING EQUIPMENT | BOILERS | Cast iron, oil fired, hot water, 1600 mbh | EA | 28918
235223004060 | HVAC | CENTRAL HEATING EQUIPMENT | BOILERS | Cast iron, oil fired, hot water, 3000 mbh | EA | 40528
235223004080 | HVAC | CENTRAL HEATING EQUIPMENT | BOILERS | Cast iron, oil fired, hot water, 6000 mbh | EA | 90990
235223004200 | HVAC | CENTRAL HEATING EQUIPMENT | BOILERS | Cast iron, oil fired, steam, 115 mbh | EA | 6493
235223004220 | HVAC | CENTRAL HEATING EQUIPMENT | BOILERS | Cast iron, oil fired, steam, 175 mbh | EA | 7971
235223004240 | HVAC | CENTRAL HEATING EQUIPMENT | BOILERS | Cast iron, oil fired, steam, 235 mbh | EA | 9915
235223004260 | HVAC | CENTRAL HEATING EQUIPMENT | BOILERS | Cast iron, oil fired, steam, 940 mbh | EA | 19267
235223004280 | HVAC | CENTRAL HEATING EQUIPMENT | BOILERS | Cast iron, oil fired, steam, 1600 mbh | EA | 28918
235223004300 | HVAC | CENTRAL HEATING EQUIPMENT | BOILERS | Cast iron, oil fired, steam, 3000 mbh | EA | 38324
235223004320 | HVAC | CENTRAL HEATING EQUIPMENT | BOILERS | Cast iron, oil fired, steam, 6000 mbh | EA | 90990
235413001000 | HVAC | FURNACES | FURNACES | Electric, hot air, 40 mbh | EA | 1665
235413001020 | HVAC | FURNACES | FURNACES | Electric, hot air, 60 mbh | EA | 1787
235413001040 | HVAC | FURNACES | FURNACES | Electric, hot air, 80 mbh | EA | 1928
235413001060 | HVAC | FURNACES | FURNACES | Electric, hot air, 100 mbh | EA | 2138
235413001080 | HVAC | FURNACES | FURNACES | Electric, hot air, 125 mbh | EA | 2516
235413001100 | HVAC | FURNACES | FURNACES | Electric, hot air, 160 mbh | EA | 3273
235413001120 | HVAC | FURNACES | FURNACES | Electric, hot air, 200 mbh | EA | 4524
235413001140 | HVAC | FURNACES | FURNACES | Electric, hot air, 400 mbh | EA | 7584
235413002000 | HVAC | FURNACES | FURNACES | Gas fired, hot air, 40 mbh | EA | 1571
235413002020 | HVAC | FURNACES | FURNACES | Gas fired, hot air, 60 mbh | EA | 1671
235413002040 | HVAC | FURNACES | FURNACES | Gas fired, hot air, 80 mbh | EA | 1879
235413002060 | HVAC | FURNACES | FURNACES | Gas fired, hot air, 100 mbh | EA | 1969
235413002080 | HVAC | FURNACES | FURNACES | Gas fired, hot air, 125 mbh | EA | 2122
235413002100 | HVAC | FURNACES | FURNACES | Gas fired, hot air, 160 mbh | EA | 2442
235413002120 | HVAC | FURNACES | FURNACES | Gas fired, hot air, 200 mbh | EA | 3932
235413002140 | HVAC | FURNACES | FURNACES | Gas fired, hot air, 400 mbh | EA | 6591
235413003000 | HVAC | FURNACES | FURNACES | Oil fired hot air, 40 mbh | EA | 1951
235413003020 | HVAC | FURNACES | FURNACES | Oil fired hot air, 60 mbh | EA | 2960
235413003040 | HVAC | FURNACES | FURNACES | Oil fired hot air, 80 mbh | EA | 3009
235413003060 | HVAC | FURNACES | FURNACES | Oil fired hot air, 100 mbh | EA | 3077
235413003080 | HVAC | FURNACES | FURNACES | Oil fired hot air, 125 mbh | EA | 3184
235413003100 | HVAC | FURNACES | FURNACES | Oil fired hot air, 160 mbh | EA | 3597
235413003120 | HVAC | FURNACES | FURNACES | Oil fired hot air, 200 mbh | EA | 4144
235413003140 | HVAC | FURNACES | FURNACES | Oil fired hot air, 400 mbh | EA | 6516
236300101000 | HVAC | CENTRAL COOLING EQUIPMENT | CONDENSING UNITS | Air cooled condenser, 1 circuit, 3 ton | EA | 2144
236300101030 | HVAC | CENTRAL COOLING EQUIPMENT | CONDENSING UNITS | Air cooled condenser, 1 circuit, 5 ton | EA | 3145
236300101040 | HVAC | CENTRAL COOLING EQUIPMENT | CONDENSING UNITS | Air cooled condenser, 1 circuit, 7.5 ton | EA | 5322
236300101050 | HVAC | CENTRAL COOLING EQUIPMENT | CONDENSING UNITS | Air cooled condenser, 1 circuit, 20 ton | EA | 14986
236300101060 | HVAC | CENTRAL COOLING EQUIPMENT | CONDENSING UNITS | Air cooled condenser, 1 circuit, 25 ton | EA | 22365
236300101070 | HVAC | CENTRAL COOLING EQUIPMENT | CONDENSING UNITS | Air cooled condenser, 1 circuit, 30 ton | EA | 25433
236300101080 | HVAC | CENTRAL COOLING EQUIPMENT | CONDENSING UNITS | Air cooled condenser, 1 circuit, 40 ton | EA | 32945
236300101090 | HVAC | CENTRAL COOLING EQUIPMENT | CONDENSING UNITS | Air cooled condenser, 1 circuit, 50 ton | EA | 39929
236300101100 | HVAC | CENTRAL COOLING EQUIPMENT | CONDENSING UNITS | Air cooled condenser, 1 circuit, 60 ton | EA | 45795
236300101500 | HVAC | CENTRAL COOLING EQUIPMENT | CONDENSING UNITS | Air cooled condenser, 1 circuit, low amb dmpr, 3 ton | EA | 2401
236300101530 | HVAC | CENTRAL COOLING EQUIPMENT | CONDENSING UNITS | Air cooled condenser, 1 circuit, low amb dmpr, 5 ton | EA | 3658
236300101550 | HVAC | CENTRAL COOLING EQUIPMENT | CONDENSING UNITS | Air cooled condenser, 1 circuit, low amb dmpr, 7.5 to | EA | 5723
236300101570 | HVAC | CENTRAL COOLING EQUIPMENT | CONDENSING UNITS | Air cooled condenser, 1 circuit, low amb dmpr, 20 ton | EA | 15187
236300101590 | HVAC | CENTRAL COOLING EQUIPMENT | CONDENSING UNITS | Air cooled condenser, 1 circuit, low amb dmpr, 25 ton | EA | 22806
236300101610 | HVAC | CENTRAL COOLING EQUIPMENT | CONDENSING UNITS | Air cooled condenser, 1 circuit, low amb dmpr, 30 ton | EA | 26108
236300101630 | HVAC | CENTRAL COOLING EQUIPMENT | CONDENSING UNITS | Air cooled condenser, 1 circuit, low amb dmpr, 40 ton | EA | 34600
236300101650 | HVAC | CENTRAL COOLING EQUIPMENT | CONDENSING UNITS | Air cooled condenser, 1 circuit, low amb dmpr, 50 ton | EA | 41652
236300101670 | HVAC | CENTRAL COOLING EQUIPMENT | CONDENSING UNITS | Air cooled condenser, 1 circuit, low amb dmpr, 60 ton | EA | 47646
236300103000 | HVAC | CENTRAL COOLING EQUIPMENT | CONDENSING UNITS | Air cooled condenser, 2 circuit, 10 ton | EA | 5109
236300103010 | HVAC | CENTRAL COOLING EQUIPMENT | CONDENSING UNITS | Air cooled condenser, 2 circuit, 15 ton | EA | 7464
236300103030 | HVAC | CENTRAL COOLING EQUIPMENT | CONDENSING UNITS | Air cooled condenser, 2 circuit, 20 ton | EA | 14594
236300103040 | HVAC | CENTRAL COOLING EQUIPMENT | CONDENSING UNITS | Air cooled condenser, 2 circuit, 25 ton | EA | 22864
236300103050 | HVAC | CENTRAL COOLING EQUIPMENT | CONDENSING UNITS | Air cooled condenser, 2 circuit, 30 ton | EA | 26487
236300103060 | HVAC | CENTRAL COOLING EQUIPMENT | CONDENSING UNITS | Air cooled condenser, 2 circuit, 40 ton | EA | 37713
236300103070 | HVAC | CENTRAL COOLING EQUIPMENT | CONDENSING UNITS | Air cooled condenser, 2 circuit, 50 ton | EA | 41584
236300103080 | HVAC | CENTRAL COOLING EQUIPMENT | CONDENSING UNITS | Air cooled condenser, 2 circuit, 60 ton | EA | 43133
236300103100 | HVAC | CENTRAL COOLING EQUIPMENT | CONDENSING UNITS | Air cooled condenser, 2 circuit, 80 ton | EA | 53990
236300103120 | HVAC | CENTRAL COOLING EQUIPMENT | CONDENSING UNITS | Air cooled condenser, 2 circuit, 100 ton | EA | 63034
236300103130 | HVAC | CENTRAL COOLING EQUIPMENT | CONDENSING UNITS | Air cooled condenser, 2 circuit, 120 ton | EA | 74664
236300104050 | HVAC | CENTRAL COOLING EQUIPMENT | CONDENSING UNITS | Air cooled condenser, 2 circuit, low amb dmpr, 15 ton | EA | 8238
236300104080 | HVAC | CENTRAL COOLING EQUIPMENT | CONDENSING UNITS | Air cooled condenser, 2 circuit, low amb dmpr, 20 ton | EA | 15471
236300104100 | HVAC | CENTRAL COOLING EQUIPMENT | CONDENSING UNITS | Air cooled condenser, 2 circuit, low amb dmpr, 25 ton | EA | 24164
236300104120 | HVAC | CENTRAL COOLING EQUIPMENT | CONDENSING UNITS | Air cooled condenser, 2 circuit, low amb dmpr, 30 ton | EA | 27159
236300104140 | HVAC | CENTRAL COOLING EQUIPMENT | CONDENSING UNITS | Air cooled condenser, 2 circuit, low amb dmpr, 40 ton | EA | 38998
236300104160 | HVAC | CENTRAL COOLING EQUIPMENT | CONDENSING UNITS | Air cooled condenser, 2 circuit, low amb dmpr, 50 ton | EA | 42885
236300104180 | HVAC | CENTRAL COOLING EQUIPMENT | CONDENSING UNITS | Air cooled condenser, 2 circuit, low amb dmpr, 60 ton | EA | 44434
236300104190 | HVAC | CENTRAL COOLING EQUIPMENT | CONDENSING UNITS | Air cooled condenser, 2 circuit, low amb dmpr, 80 ton | EA | 56561
236300104200 | HVAC | CENTRAL COOLING EQUIPMENT | CONDENSING UNITS | Air cooled condenser, 2 circuit, low amb dmpr, 100 tn | EA | 65620
236300104210 | HVAC | CENTRAL COOLING EQUIPMENT | CONDENSING UNITS | Air cooled condenser, 2 circuit, low amb dmpr, 120 tn | EA | 78024
236400101020 | HVAC | PACKAGED WATER CHILLERS | CHILLERS | Chiller, recipr, air cool, rmt condsr, starter, 20 ton | EA | 35778
236400101030 | HVAC | PACKAGED WATER CHILLERS | CHILLERS | Chiller, recipr, air cool, rmt condsr, starter, 25 ton | EA | 40225
236400101040 | HVAC | PACKAGED WATER CHILLERS | CHILLERS | Chiller, recipr, air cool, rmt condsr, starter, 30 ton | EA | 42461
236400101050 | HVAC | PACKAGED WATER CHILLERS | CHILLERS | Chiller, recipr, air cool, rmt condsr, starter, 40 ton | EA | 47550
236400101060 | HVAC | PACKAGED WATER CHILLERS | CHILLERS | Chiller, recipr, air cool, rmt condsr, starter, 50 ton | EA | 52786
236400101120 | HVAC | PACKAGED WATER CHILLERS | CHILLERS | Chiller, recipr, air cool, rmt condsr, starter, 100 ton | EA | 86953
236400101160 | HVAC | PACKAGED WATER CHILLERS | CHILLERS | Chiller, recipr, air cool, rmt condsr, starter, 200 ton | EA | 157901
236400102020 | HVAC | PACKAGED WATER CHILLERS | CHILLERS | Chiller, recipr, wtr cool, rmt condsr, starter, 20 ton | EA | 28139
236400102030 | HVAC | PACKAGED WATER CHILLERS | CHILLERS | Chiller, recipr, wtr cool, rmt condsr, starter, 25 ton | EA | 31061
236400102040 | HVAC | PACKAGED WATER CHILLERS | CHILLERS | Chiller, recipr, wtr cool, rmt condsr, starter, 30 ton | EA | 37710
236400102050 | HVAC | PACKAGED WATER CHILLERS | CHILLERS | Chiller, recipr, wtr cool, rmt condsr, starter, 40 ton | EA | 51201
236400102060 | HVAC | PACKAGED WATER CHILLERS | CHILLERS | Chiller, recipr, wtr cool, rmt condsr, starter, 50 ton | EA | 55889
236400102120 | HVAC | PACKAGED WATER CHILLERS | CHILLERS | Chiller, recipr, wtr cool, rmt condsr, starter, 100 ton | EA | 82177
236400102160 | HVAC | PACKAGED WATER CHILLERS | CHILLERS | Chiller, recipr, wtr cool, rmt condsr, starter, 200 ton | EA | 131711
236400103000 | HVAC | PACKAGED WATER CHILLERS | CHILLERS | Chiller, packaged, air cooled, starter, 20 ton | EA | 31000
236400103010 | HVAC | PACKAGED WATER CHILLERS | CHILLERS | Chiller, packaged, air cooled, starter, 25 ton | EA | 33472
236400103020 | HVAC | PACKAGED WATER CHILLERS | CHILLERS | Chiller, packaged, air cooled, starter, 30 ton | EA | 38865
236400103030 | HVAC | PACKAGED WATER CHILLERS | CHILLERS | Chiller, packaged, air cooled, starter, 40 ton | EA | 44479
236400104010 | HVAC | PACKAGED WATER CHILLERS | CHILLERS | Chiller, heat recovery, air cool, starter, 50 ton | EA | 60187
236400104040 | HVAC | PACKAGED WATER CHILLERS | CHILLERS | Chiller, heat recovery, air cool, starter, 100 ton | EA | 87121
236400104050 | HVAC | PACKAGED WATER CHILLERS | CHILLERS | Chiller, heat recovery, wtr cool, starter, 40 ton | EA | 51651
236400104090 | HVAC | PACKAGED WATER CHILLERS | CHILLERS | Chiller, heat recovery, wtr cool, starter, 100 ton | EA | 94025
236400105000 | HVAC | PACKAGED WATER CHILLERS | CHILLERS | Chiller, centrifugal, 1 bndl cond, starter, 80 ton | EA | 123009
236400105040 | HVAC | PACKAGED WATER CHILLERS | CHILLERS | Chiller, centrifugal, 1 bndl cond, starter, 230 ton | EA | 143732
236400105070 | HVAC | PACKAGED WATER CHILLERS | CHILLERS | Chiller, centrifugal, 1 bndl cond, starter, 460 ton | EA | 217660
236400105090 | HVAC | PACKAGED WATER CHILLERS | CHILLERS | Chiller, centrifugal, 1 bndl cond, starter, 670 ton | EA | 288700
236500106000 | HVAC | COOLING TOWERS | COOLING TOWERS | Cooling tower, propeller type, 100 ton | EA | 17395
236500106030 | HVAC | COOLING TOWERS | COOLING TOWERS | Cooling tower, propeller type, 400 ton | EA | 57695
236500106060 | HVAC | COOLING TOWERS | COOLING TOWERS | Cooling tower, propeller type, 1000 ton | EA | 127053
236500106070 | HVAC | COOLING TOWERS | COOLING TOWERS | Cooling tower, centrifugal, 100 ton | EA | 23671
236500106110 | HVAC | COOLING TOWERS | COOLING TOWERS | Cooling tower, centrifugal, 400 ton | EA | 68410
236500106140 | HVAC | COOLING TOWERS | COOLING TOWERS | Cooling tower, centrifugal, 1000 ton | EA | 160616
237400101000 | HVAC | AIR HANDLING | AIR HANDLING UNITS | Air handling unit, medium press, 1 zone, 1500 cfm | EA | 5405
237400101060 | HVAC | AIR HANDLING | AIR HANDLING UNITS | Air handling unit, medium press, 1 zone, 3000 cfm | EA | 7359
237400101180 | HVAC | AIR HANDLING | AIR HANDLING UNITS | Air handling unit, medium press, 1 zone, 4000 cfm | EA | 9267
237400102000 | HVAC | AIR HANDLING | AIR HANDLING UNITS | Air handling unit, medium press, 1 zone, 5000 cfm | EA | 11464
237400102120 | HVAC | AIR HANDLING | AIR HANDLING UNITS | Air handling unit, medium press, 1 zone, 6000 cfm | EA | 14478
237400102240 | HVAC | AIR HANDLING | AIR HANDLING UNITS | Air handling unit, medium press, 1 zone, 7000 cfm | EA | 16533
237400103000 | HVAC | AIR HANDLING | AIR HANDLING UNITS | Air handling unit, medium press, 1 zone, 8500 cfm | EA | 20122
237400103120 | HVAC | AIR HANDLING | AIR HANDLING UNITS | Air handling unit, medium press, 1 zone, 10500 cfm | EA | 22251
237400103240 | HVAC | AIR HANDLING | AIR HANDLING UNITS | Air handling unit, medium press, 1 zone, 12500 cfm | EA | 25545
237400109000 | HVAC | AIR HANDLING | AIR HANDLING UNITS | Roof top air handling units, 4950 cfm | EA | 14905
237400109060 | HVAC | AIR HANDLING | AIR HANDLING UNITS | Roof top air handling units, 7370 cfm | EA | 18917
237400109080 | HVAC | AIR HANDLING | AIR HANDLING UNITS | Roof top air handling units, 9790 cfm | EA | 20262
237400109100 | HVAC | AIR HANDLING | AIR HANDLING UNITS | Roof top air handling units, 14300 cfm | EA | 27795
237400109120 | HVAC | AIR HANDLING | AIR HANDLING UNITS | Roof top air handling units, 21725 cfm | EA | 38835
237400109140 | HVAC | AIR HANDLING | AIR HANDLING UNITS | Roof top air handling units, 33000 cfm | EA | 54515
237400901000 | HVAC | AIR HANDLING | ROOF CURBS | Roof curb, 8" high, insul, liner, raised can, 15"x 15" | EA | 162
237400901060 | HVAC | AIR HANDLING | ROOF CURBS | Roof curb, 8" high, insul, liner, raised can, 21"x 21" | EA | 191
237400901160 | HVAC | AIR HANDLING | ROOF CURBS | Roof curb, 8" high, insul, liner, raised can, 36"x 36" | EA | 277
237400901200 | HVAC | AIR HANDLING | ROOF CURBS | Roof curb, 8" high, insul, liner, raised can, 48"x 48" | EA | 668
237400901260 | HVAC | AIR HANDLING | ROOF CURBS | Roof curb, 8" high, insul, liner, raised can, 60"x 60" | EA | 1194
237400901320 | HVAC | AIR HANDLING | ROOF CURBS | Roof curb, 8" high, insul, liner, raised can, 72"x 72" | EA | 1869
238113201000 | HVAC | HVAC EQUIPMENT | ROOFTOP UNITS | Packaged, single zone rooftop unit, roof curb, 2 ton | EA | 5851
238113201020 | HVAC | HVAC EQUIPMENT | ROOFTOP UNITS | Packaged, single zone rooftop unit, roof curb, 3 ton | EA | 6100
238113201040 | HVAC | HVAC EQUIPMENT | ROOFTOP UNITS | Packaged, single zone rooftop unit, roof curb, 4 ton | EA | 6804
238113201060 | HVAC | HVAC EQUIPMENT | ROOFTOP UNITS | Packaged, single zone rooftop unit, roof curb, 5 ton | EA | 7658
238113201070 | HVAC | HVAC EQUIPMENT | ROOFTOP UNITS | Packaged, single zone rooftop unit, roof curb, 7.5 tn | EA | 10758
238113201100 | HVAC | HVAC EQUIPMENT | ROOFTOP UNITS | Packaged, single zone rooftop unit, roof curb, 10 tn | EA | 13158
238113201110 | HVAC | HVAC EQUIPMENT | ROOFTOP UNITS | Packaged, single zone rooftop unit, roof curb, 15 tn | EA | 22404
238113201120 | HVAC | HVAC EQUIPMENT | ROOFTOP UNITS | Packaged, single zone rooftop unit, roof curb, 20 tn | EA | 26572
238113201130 | HVAC | HVAC EQUIPMENT | ROOFTOP UNITS | Packaged, single zone rooftop unit, roof curb, 25 tn | EA | 29160
238113201140 | HVAC | HVAC EQUIPMENT | ROOFTOP UNITS | Packaged, single zone rooftop unit, roof curb, 30 tn | EA | 32352
238113202130 | HVAC | HVAC EQUIPMENT | ROOFTOP UNITS | Rooftop unit economizer add, min. | EA | 3850
238113202140 | HVAC | HVAC EQUIPMENT | ROOFTOP UNITS | Rooftop unit economizer add, avg. | EA | 5500
238113202150 | HVAC | HVAC EQUIPMENT | ROOFTOP UNITS | Rooftop unit economizer add, max. | EA | 8800
238123001020 | HVAC | HVAC EQUIPMENT | COMPUTER ROOM A/C | Comp A/C, air cool, alarm, filter, elec heat, 3 ton | EA | 21192
238123001040 | HVAC | HVAC EQUIPMENT | COMPUTER ROOM A/C | Comp A/C, air cool, alarm, filter, elec heat, 5 ton | EA | 22640
238123001060 | HVAC | HVAC EQUIPMENT | COMPUTER ROOM A/C | Comp A/C, air cool, alarm, filter, elec heat, 7.5 ton | EA | 40559
238123001070 | HVAC | HVAC EQUIPMENT | COMPUTER ROOM A/C | Comp A/C, air cool, alarm, filter, elec heat, 10 ton | EA | 42572
238123001080 | HVAC | HVAC EQUIPMENT | COMPUTER ROOM A/C | Comp A/C, air cool, alarm, filter, elec heat, 15 ton | EA | 46834
238123001100 | HVAC | HVAC EQUIPMENT | COMPUTER ROOM A/C | Comp A/C, air cool, alarm, filter, steam heat, 3 ton | EA | 18823
238123001120 | HVAC | HVAC EQUIPMENT | COMPUTER ROOM A/C | Comp A/C, air cool, alarm, filter, steam heat, 5 ton | EA | 20036
238123001140 | HVAC | HVAC EQUIPMENT | COMPUTER ROOM A/C | Comp A/C, air cool, alarm, filter, steam heat, 7.5 ton | EA | 31620
238123001160 | HVAC | HVAC EQUIPMENT | COMPUTER ROOM A/C | Comp A/C, air cool, alarm, filter, steam heat, 10 ton | EA | 32768
238123001180 | HVAC | HVAC EQUIPMENT | COMPUTER ROOM A/C | Comp A/C, air cool, alarm, filter, steam heat, 15 ton | EA | 36278
238123001200 | HVAC | HVAC EQUIPMENT | COMPUTER ROOM A/C | Comp A/C, air cool, alarm, filter, hot wtr heat, 3 ton | EA | 18823
238123001220 | HVAC | HVAC EQUIPMENT | COMPUTER ROOM A/C | Comp A/C, air cool, alarm, filter, hot wtr heat, 5 ton | EA | 20036
238123001240 | HVAC | HVAC EQUIPMENT | COMPUTER ROOM A/C | Comp A/C, air cool, alarm, filter, hot wtr heat, 7.5 to | EA | 31620
238123001260 | HVAC | HVAC EQUIPMENT | COMPUTER ROOM A/C | Comp A/C, air cool, alarm, filter, hot wtr heat, 10 ton | EA | 32768
238123001300 | HVAC | HVAC EQUIPMENT | COMPUTER ROOM A/C | Comp A/C, air cool, alarm, filter, hot wtr heat, 15 ton | EA | 36393
238123001320 | HVAC | HVAC EQUIPMENT | COMPUTER ROOM A/C | Comp A/C, air cool condnsr, low amb dmpr, 3 ton | EA | 1986
238123001340 | HVAC | HVAC EQUIPMENT | COMPUTER ROOM A/C | Comp A/C, air cool condnsr, low amb dmpr, 5 ton | EA | 3074
238123001360 | HVAC | HVAC EQUIPMENT | COMPUTER ROOM A/C | Comp A/C, air cool condnsr, low amb dmpr, 7.5 ton | EA | 4826
238123001400 | HVAC | HVAC EQUIPMENT | COMPUTER ROOM A/C | Comp A/C, air cool condnsr, low amb dmpr, 10 ton | EA | 7044
238123001420 | HVAC | HVAC EQUIPMENT | COMPUTER ROOM A/C | Comp A/C, air cool condnsr, low amb dmpr, 15 ton | EA | 7598
238123003020 | HVAC | HVAC EQUIPMENT | COMPUTER ROOM A/C | Comp A/C, wtr cool, filter, alarm, elec heat, 3 ton | EA | 19438
238123003040 | HVAC | HVAC EQUIPMENT | COMPUTER ROOM A/C | Comp A/C, wtr cool, filter, alarm, elec heat, 5 ton | EA | 21000
238123003060 | HVAC | HVAC EQUIPMENT | COMPUTER ROOM A/C | Comp A/C, wtr cool, filter, alarm, elec heat, 7.5 ton | EA | 33380
238123003080 | HVAC | HVAC EQUIPMENT | COMPUTER ROOM A/C | Comp A/C, wtr cool, filter, alarm, elec heat, 10 ton | EA | 34753
238123003100 | HVAC | HVAC EQUIPMENT | COMPUTER ROOM A/C | Comp A/C, wtr cool, filter, alarm, elec heat, 15 ton | EA | 40667
238123003120 | HVAC | HVAC EQUIPMENT | COMPUTER ROOM A/C | Comp A/C, wtr cool, filter, alarm, steam heat, 3 ton | EA | 22106
238123003140 | HVAC | HVAC EQUIPMENT | COMPUTER ROOM A/C | Comp A/C, wtr cool, filter, alarm, steam heat, 5 ton | EA | 25245
238123003160 | HVAC | HVAC EQUIPMENT | COMPUTER ROOM A/C | Comp A/C, wtr cool, filter, alarm, steam heat, 7.5 ton | EA | 35684
238123003180 | HVAC | HVAC EQUIPMENT | COMPUTER ROOM A/C | Comp A/C, wtr cool, filter, alarm, steam heat, 10 ton | EA | 37057
238123003200 | HVAC | HVAC EQUIPMENT | COMPUTER ROOM A/C | Comp A/C, wtr cool, filter, alarm, steam heat, 15 ton | EA | 43092
238123003220 | HVAC | HVAC EQUIPMENT | COMPUTER ROOM A/C | Comp A/C, wtr cool, filter, alarm, hot wtr heat, 3 ton | EA | 22106
238123003240 | HVAC | HVAC EQUIPMENT | COMPUTER ROOM A/C | Comp A/C, wtr cool, filter, alarm, hot wtr heat, 5 ton | EA | 23668
238123003260 | HVAC | HVAC EQUIPMENT | COMPUTER ROOM A/C | Comp A/C, wtr cool, filter, alarm, hot wtr heat, 7.5 to | EA | 35684
238123003280 | HVAC | HVAC EQUIPMENT | COMPUTER ROOM A/C | Comp A/C, wtr cool, filter, alarm, hot wtr heat, 10 ton | EA | 37057
238123003300 | HVAC | HVAC EQUIPMENT | COMPUTER ROOM A/C | Comp A/C, wtr cool, filter, alarm, hot wtr heat, 15 ton | EA | 43092
238126001100 | HVAC | HVAC EQUIPMENT |  | Split system, air conditioner, 1.5 ton, min | EA | 1740
238126001120 | HVAC | HVAC EQUIPMENT |  | Split system, air conditioner, 1.5 ton, avg | EA | 1978
238126001130 | HVAC | HVAC EQUIPMENT |  | Split system, air conditioner, 1.5 ton, max | EA | 2215
238126001200 | HVAC | HVAC EQUIPMENT |  | Split system, air conditioner, 2 ton, min | EA | 2065
238126001210 | HVAC | HVAC EQUIPMENT |  | Split system, air conditioner, 2 ton, avg | EA | 2356
238126001220 | HVAC | HVAC EQUIPMENT |  | Split system, air conditioner, 2 ton, max | EA | 2646
238126001300 | HVAC | HVAC EQUIPMENT |  | Split system, air conditioner, 2.5 ton, min | EA | 2719
238126001310 | HVAC | HVAC EQUIPMENT |  | Split system, air conditioner, 2.5 ton, avg | EA | 3128
238126001320 | HVAC | HVAC EQUIPMENT |  | Split system, air conditioner, 2.5 ton, max | EA | 3538
238126001400 | HVAC | HVAC EQUIPMENT |  | Split system, air conditioner, 3 ton, min | EA | 3178
238126001410 | HVAC | HVAC EQUIPMENT |  | Split system, air conditioner, 3 ton, avg | EA | 3666
238126001420 | HVAC | HVAC EQUIPMENT |  | Split system, air conditioner, 3 ton, max | EA | 4155
238126001500 | HVAC | HVAC EQUIPMENT |  | Split system, air conditioner, 3.5 ton, min | EA | 3825
238126001510 | HVAC | HVAC EQUIPMENT |  | Split system, air conditioner, 3.5 ton, avg | EA | 4432
238126001520 | HVAC | HVAC EQUIPMENT |  | Split system, air conditioner, 3.5 ton, max | EA | 5039
238126001600 | HVAC | HVAC EQUIPMENT |  | Split system, air conditioner, 4 ton, min | EA | 4347
238126001610 | HVAC | HVAC EQUIPMENT |  | Split system, air conditioner, 4 ton, avg | EA | 5047
238126001620 | HVAC | HVAC EQUIPMENT |  | Split system, air conditioner, 4 ton, max | EA | 5747
238126001700 | HVAC | HVAC EQUIPMENT |  | Split system, air conditioner, 5 ton, min | EA | 5774
238126001710 | HVAC | HVAC EQUIPMENT |  | Split system, air conditioner, 5 ton, avg | EA | 6751
238126001720 | HVAC | HVAC EQUIPMENT |  | Split system, air conditioner, 5 ton, max | EA | 7728
238126004100 | HVAC | HVAC EQUIPMENT |  | Split system, heat pump, 1.5 ton, min | EA | 1872
238126004110 | HVAC | HVAC EQUIPMENT |  | Split system, heat pump, 1.5 ton, avg | EA | 2136
238126004120 | HVAC | HVAC EQUIPMENT |  | Split system, heat pump, 1.5 ton, max | EA | 2400
238126004200 | HVAC | HVAC EQUIPMENT |  | Split system, heat pump, 2 ton, min | EA | 2197
238126004210 | HVAC | HVAC EQUIPMENT |  | Split system, heat pump, 2 ton, avg | EA | 2514
238126004220 | HVAC | HVAC EQUIPMENT |  | Split system, heat pump, 2 ton, max | EA | 2831
238126004300 | HVAC | HVAC EQUIPMENT |  | Split system, heat pump, 2.5 ton, min | EA | 2917
238126004310 | HVAC | HVAC EQUIPMENT |  | Split system, heat pump, 2.5 ton, avg | EA | 3366
238126004320 | HVAC | HVAC EQUIPMENT |  | Split system, heat pump, 2.5 ton, max | EA | 3815
238126004400 | HVAC | HVAC EQUIPMENT |  | Split system, heat pump, 3 ton, min | EA | 3376
238126004410 | HVAC | HVAC EQUIPMENT |  | Split system, heat pump, 3 ton, avg | EA | 3904
238126004420 | HVAC | HVAC EQUIPMENT |  | Split system, heat pump, 3 ton, max | EA | 4432
238126004500 | HVAC | HVAC EQUIPMENT |  | Split system, heat pump, 3.5 ton, min | EA | 4089
238126004510 | HVAC | HVAC EQUIPMENT |  | Split system, heat pump, 3.5 ton, avg | EA | 4749
238126004520 | HVAC | HVAC EQUIPMENT |  | Split system, heat pump, 3.5 ton, max | EA | 5409
238126004600 | HVAC | HVAC EQUIPMENT |  | Split system, heat pump, 4 ton, min | EA | 4677
238126004610 | HVAC | HVAC EQUIPMENT |  | Split system, heat pump, 4 ton, avg | EA | 5443
238126004620 | HVAC | HVAC EQUIPMENT |  | Split system, heat pump, 4 ton, max | EA | 6209
238126004700 | HVAC | HVAC EQUIPMENT |  | Split system, heat pump, 5 ton, min | EA | 6038
238126004710 | HVAC | HVAC EQUIPMENT |  | Split system, heat pump, 5 ton, avg | EA | 7068
238126004720 | HVAC | HVAC EQUIPMENT |  | Split system, heat pump, 5 ton, max | EA | 8098
238219001000 | HVAC | CONVECTION HEATING AND COOLING UNITS | FAN COIL UNITS | Fan coil unit, 2 pipe, compl, 200 cfm ceiling hung | EA | 1519
238219001020 | HVAC | CONVECTION HEATING AND COOLING UNITS | FAN COIL UNITS | Fan coil unit, 2 pipe, compl, 200 cfm floor mount | EA | 1371
238219001100 | HVAC | CONVECTION HEATING AND COOLING UNITS | FAN COIL UNITS | Fan coil unit, 2 pipe, compl, 300 cfm ceiling hung | EA | 1651
238219001130 | HVAC | CONVECTION HEATING AND COOLING UNITS | FAN COIL UNITS | Fan coil unit, 2 pipe, compl, 300 cfm floor mount | EA | 1533
238219001200 | HVAC | CONVECTION HEATING AND COOLING UNITS | FAN COIL UNITS | Fan coil unit, 2 pipe, compl, 400 cfm ceiling hung | EA | 1792
238219001220 | HVAC | CONVECTION HEATING AND COOLING UNITS | FAN COIL UNITS | Fan coil unit, 2 pipe, compl, 400 cfm floor mount | EA | 1606
238219001300 | HVAC | CONVECTION HEATING AND COOLING UNITS | FAN COIL UNITS | Fan coil unit, 2 pipe, compl, 500 cfm ceiling hung | EA | 2031
238219001310 | HVAC | CONVECTION HEATING AND COOLING UNITS | FAN COIL UNITS | Fan coil unit, 2 pipe, compl, 500 cfm floor mount | EA | 1870
238219001400 | HVAC | CONVECTION HEATING AND COOLING UNITS | FAN COIL UNITS | Fan coil unit, 2 pipe, compl, 600 cfm ceiling hung | EA | 2499
238219001420 | HVAC | CONVECTION HEATING AND COOLING UNITS | FAN COIL UNITS | Fan coil unit, 2 pipe, compl, 600 cfm floor mount | EA | 2266
238239001000 | HVAC | CONVECTION HEATING AND COOLING UNITS | UNIT HEATERS | Steam unit heater, horiz, 12500 btuh, 200 cfm | EA | 832
238239001010 | HVAC | CONVECTION HEATING AND COOLING UNITS | UNIT HEATERS | Steam unit heater, horiz, 17000 btuh, 300 cfm | EA | 1048
238239001020 | HVAC | CONVECTION HEATING AND COOLING UNITS | UNIT HEATERS | Steam unit heater, horiz, 40000 btuh, 500 cfm | EA | 1238
238239001030 | HVAC | CONVECTION HEATING AND COOLING UNITS | UNIT HEATERS | Steam unit heater, horiz, 60000 btuh, 700 cfm | EA | 1290
238239001040 | HVAC | CONVECTION HEATING AND COOLING UNITS | UNIT HEATERS | Steam unit heater, horiz, 70000 btuh, 1000 cfm | EA | 1408
238239001050 | HVAC | CONVECTION HEATING AND COOLING UNITS | UNIT HEATERS | Steam unit heater, vertical, 12500 btuh, 200 cfm | EA | 832
238239001060 | HVAC | CONVECTION HEATING AND COOLING UNITS | UNIT HEATERS | Steam unit heater, vertical, 17000 btuh, 300 cfm | EA | 1272
238239001070 | HVAC | CONVECTION HEATING AND COOLING UNITS | UNIT HEATERS | Steam unit heater, vertical, 40000 btuh, 500 cfm | EA | 1238
238239001080 | HVAC | CONVECTION HEATING AND COOLING UNITS | UNIT HEATERS | Steam unit heater, vertical, 60000 btuh, 700 cfm | EA | 1290
238239001090 | HVAC | CONVECTION HEATING AND COOLING UNITS | UNIT HEATERS | Steam unit heater, vertical, 70000 btuh, 1000 cfm | EA | 1333
238239002000 | HVAC | CONVECTION HEATING AND COOLING UNITS | UNIT HEATERS | Gas unit heater, horiz, 27400 btuh | EA | 1395
238239002010 | HVAC | CONVECTION HEATING AND COOLING UNITS | UNIT HEATERS | Gas unit heater, horiz, 38000 btuh | EA | 1447
238239002020 | HVAC | CONVECTION HEATING AND COOLING UNITS | UNIT HEATERS | Gas unit heater, horiz, 56000 btuh | EA | 1499
238239002030 | HVAC | CONVECTION HEATING AND COOLING UNITS | UNIT HEATERS | Gas unit heater, horiz, 82200 btuh | EA | 1542
238239002040 | HVAC | CONVECTION HEATING AND COOLING UNITS | UNIT HEATERS | Gas unit heater, horiz, 103900 btuh | EA | 1873
238239002060 | HVAC | CONVECTION HEATING AND COOLING UNITS | UNIT HEATERS | Gas unit heater, horiz, 125700 btuh | EA | 2115
238239002080 | HVAC | CONVECTION HEATING AND COOLING UNITS | UNIT HEATERS | Gas unit heater, horiz, 133200 btuh | EA | 2236
238239002090 | HVAC | CONVECTION HEATING AND COOLING UNITS | UNIT HEATERS | Gas unit heater, horiz, 149000 btuh | EA | 2530
238239002100 | HVAC | CONVECTION HEATING AND COOLING UNITS | UNIT HEATERS | Gas unit heater, horiz, 172000 btuh | EA | 2685
238239002120 | HVAC | CONVECTION HEATING AND COOLING UNITS | UNIT HEATERS | Gas unit heater, horiz, 190000 btuh | EA | 2798
238239002130 | HVAC | CONVECTION HEATING AND COOLING UNITS | UNIT HEATERS | Gas unit heater, horiz, 225000 btuh | EA | 3022
238239004000 | HVAC | CONVECTION HEATING AND COOLING UNITS | UNIT HEATERS | Hot water unit heater, horiz, 12500 btuh, 200 cfm | EA | 694
238239004010 | HVAC | CONVECTION HEATING AND COOLING UNITS | UNIT HEATERS | Hot water unit heater, horiz, 17000 btuh, 300 cfm | EA | 754
238239004020 | HVAC | CONVECTION HEATING AND COOLING UNITS | UNIT HEATERS | Hot water unit heater, horiz, 25000 btuh, 500 cfm | EA | 849
238239004030 | HVAC | CONVECTION HEATING AND COOLING UNITS | UNIT HEATERS | Hot water unit heater, horiz, 30000 btuh, 700 cfm | EA | 970
238239004040 | HVAC | CONVECTION HEATING AND COOLING UNITS | UNIT HEATERS | Hot water unit heater, horiz, 50000 btuh, 1000 cfm | EA | 1123
238239004050 | HVAC | CONVECTION HEATING AND COOLING UNITS | UNIT HEATERS | Hot water unit heater, horiz, 60000 btuh, 1300 cfm | EA | 1166
238239004060 | HVAC | CONVECTION HEATING AND COOLING UNITS | UNIT HEATERS | Hot water unit heater, vertical, 12500 btuh, 200 cfm | EA | 953
238239004070 | HVAC | CONVECTION HEATING AND COOLING UNITS | UNIT HEATERS | Hot water unit heater, vertical, 17000 btuh, 300 cf | EA | 953
238239004080 | HVAC | CONVECTION HEATING AND COOLING UNITS | UNIT HEATERS | Hot water unit heater, vertical, 25000 btuh, 500 cfm | EA | 953
238239004090 | HVAC | CONVECTION HEATING AND COOLING UNITS | UNIT HEATERS | Hot water unit heater, vertical, 30000 btuh, 700 cfm | EA | 953
238239004100 | HVAC | CONVECTION HEATING AND COOLING UNITS | UNIT HEATERS | Hot water unit heater, vertical, 50000 btuh, 1000 cfm | EA | 987
238239004120 | HVAC | CONVECTION HEATING AND COOLING UNITS | UNIT HEATERS | Hot water unit heater, vertical, 60000 btuh, 1300 cfm | EA | 1177
238239005010 | HVAC | CONVECTION HEATING AND COOLING UNITS | UNIT HEATERS | Cabinet unit heaters, ceil, exposed, hot wtr, 200 cfm | EA | 1720
238239005030 | HVAC | CONVECTION HEATING AND COOLING UNITS | UNIT HEATERS | Cabinet unit heaters, ceil, exposed, hot wtr, 300 cfm | EA | 1882
238239005050 | HVAC | CONVECTION HEATING AND COOLING UNITS | UNIT HEATERS | Cabinet unit heaters, ceil, exposed, hot wtr, 400 cfm | EA | 2013
238239005070 | HVAC | CONVECTION HEATING AND COOLING UNITS | UNIT HEATERS | Cabinet unit heaters, ceil, exposed, hot wtr, 600 cfm | EA | 2105
238239005090 | HVAC | CONVECTION HEATING AND COOLING UNITS | UNIT HEATERS | Cabinet unit heaters, ceil, exposed, hot wtr, 800 cfm | EA | 2594
238239005120 | HVAC | CONVECTION HEATING AND COOLING UNITS | UNIT HEATERS | Cabinet unit heaters, ceil, exposed, hot wtr, 1000 cfm | EA | 3295
238239005140 | HVAC | CONVECTION HEATING AND COOLING UNITS | UNIT HEATERS | Cabinet unit heaters, ceil, exposed, hot wtr, 1200 cfm | EA | 3598
238239005160 | HVAC | CONVECTION HEATING AND COOLING UNITS | UNIT HEATERS | Cabinet unit heaters, ceil, exposed, hot wtr, 2000 cfm | EA | 5437
238333001020 | HVAC | RESISTANCE HEATING | ELECTRIC HEATING | Baseboard heater 2' long, 375w | EA | 157
238333001040 | HVAC | RESISTANCE HEATING | ELECTRIC HEATING | Baseboard heater 3' long, 500w | EA | 167
238333001060 | HVAC | RESISTANCE HEATING | ELECTRIC HEATING | Baseboard heater 4' long, 750w | EA | 188
238333001100 | HVAC | RESISTANCE HEATING | ELECTRIC HEATING | Baseboard heater 5' long, 935w | EA | 237
238333001120 | HVAC | RESISTANCE HEATING | ELECTRIC HEATING | Baseboard heater 6' long, 1125w | EA | 283
238333001140 | HVAC | RESISTANCE HEATING | ELECTRIC HEATING | Baseboard heater 7' long, 1310w | EA | 317
238333001160 | HVAC | RESISTANCE HEATING | ELECTRIC HEATING | Baseboard heater 8' long, 1500w | EA | 354
238333001180 | HVAC | RESISTANCE HEATING | ELECTRIC HEATING | Baseboard heater 9' long, 1680w | EA | 391
238333001200 | HVAC | RESISTANCE HEATING | ELECTRIC HEATING | Baseboard heater 10' long, 1875w | EA | 461
238333001220 | HVAC | RESISTANCE HEATING | ELECTRIC HEATING | Unit heater, wall mounted, 1500w | EA | 455
238333001240 | HVAC | RESISTANCE HEATING | ELECTRIC HEATING | Unit heater, wall mounted, 2500w | EA | 490
238333001260 | HVAC | RESISTANCE HEATING | ELECTRIC HEATING | Unit heater wall mounted, 4000w | EA | 646
238333001280 | HVAC | RESISTANCE HEATING | ELECTRIC HEATING | Unit heater wall mounted, thermostat, integral | EA | 99.22
238333001300 | HVAC | RESISTANCE HEATING | ELECTRIC HEATING | Unit heater wall mounted, thermostat, line voltage | EA | 101
238333001320 | HVAC | RESISTANCE HEATING | ELECTRIC HEATING | Unit heater wall mounted, elec heater connection | EA | 28.11
238416001000 | HVAC | HUMIDITY CONTROL EQUIPMENT | DEHUMIDIFIERS | Dessicant dehumidifier, 1125 cfm | EA | 36994
260513401000 | ELECTRICAL | CONDUCTORS, CONDUIT AND RACEWAYS | COPPER CONDUCTORS | Copper conductor, type THW, solid, #14 | LF | 0.63
260513401040 | ELECTRICAL | CONDUCTORS, CONDUIT AND RACEWAYS | COPPER CONDUCTORS | Copper conductor, type THW, solid, #12 | LF | 0.84
260513401060 | ELECTRICAL | CONDUCTORS, CONDUIT AND RACEWAYS | COPPER CONDUCTORS | Copper conductor, type THW, solid, #10 | LF | 1.11
260513401080 | ELECTRICAL | CONDUCTORS, CONDUIT AND RACEWAYS | COPPER CONDUCTORS | Copper conductor, type THW, stranded, #14 | LF | 0.64
260513401100 | ELECTRICAL | CONDUCTORS, CONDUIT AND RACEWAYS | COPPER CONDUCTORS | Copper conductor, type THW, stranded, #12 | LF | 0.8
260513401120 | ELECTRICAL | CONDUCTORS, CONDUIT AND RACEWAYS | COPPER CONDUCTORS | Copper conductor, type THW, stranded, #10 | LF | 1.06
260513401140 | ELECTRICAL | CONDUCTORS, CONDUIT AND RACEWAYS | COPPER CONDUCTORS | Copper conductor, type THW, stranded, #8 | LF | 1.54
260513401160 | ELECTRICAL | CONDUCTORS, CONDUIT AND RACEWAYS | COPPER CONDUCTORS | Copper conductor, type THW, stranded, #6 | LF | 2.07
260513401180 | ELECTRICAL | CONDUCTORS, CONDUIT AND RACEWAYS | COPPER CONDUCTORS | Copper conductor, type THW, stranded, #4 | LF | 2.81
260513401200 | ELECTRICAL | CONDUCTORS, CONDUIT AND RACEWAYS | COPPER CONDUCTORS | Copper conductor, type THW, stranded, #3 | LF | 3.27
260513401220 | ELECTRICAL | CONDUCTORS, CONDUIT AND RACEWAYS | COPPER CONDUCTORS | Copper conductor, type THW, stranded, #2 | LF | 4.06
260513401240 | ELECTRICAL | CONDUCTORS, CONDUIT AND RACEWAYS | COPPER CONDUCTORS | Copper conductor, type THW, stranded, #1 | LF | 5.01
260513401260 | ELECTRICAL | CONDUCTORS, CONDUIT AND RACEWAYS | COPPER CONDUCTORS | Copper conductor, type THW, stranded, 1/0 | LF | 5.91
260513401280 | ELECTRICAL | CONDUCTORS, CONDUIT AND RACEWAYS | COPPER CONDUCTORS | Copper conductor, type THW, stranded, 2/0 | LF | 7.4
260513401300 | ELECTRICAL | CONDUCTORS, CONDUIT AND RACEWAYS | COPPER CONDUCTORS | Copper conductor, type THW, stranded, 3/0 | LF | 9.29
260513401520 | ELECTRICAL | CONDUCTORS, CONDUIT AND RACEWAYS | COPPER CONDUCTORS | Copper conductor, type THW, stranded, 4/0 | LF | 11.29
260513401540 | ELECTRICAL | CONDUCTORS, CONDUIT AND RACEWAYS | COPPER CONDUCTORS | Copper conductor, type THW, stranded, 250 mcm | LF | 13.46
260513401560 | ELECTRICAL | CONDUCTORS, CONDUIT AND RACEWAYS | COPPER CONDUCTORS | Copper conductor, type THW, stranded, 300 mcm | LF | 15.61
260513401580 | ELECTRICAL | CONDUCTORS, CONDUIT AND RACEWAYS | COPPER CONDUCTORS | Copper conductor, type THW, stranded, 350 mcm | LF | 18.38
260513401600 | ELECTRICAL | CONDUCTORS, CONDUIT AND RACEWAYS | COPPER CONDUCTORS | Copper conductor, type THW, stranded, 400 mcm | LF | 20.81
260513401620 | ELECTRICAL | CONDUCTORS, CONDUIT AND RACEWAYS | COPPER CONDUCTORS | Copper conductor, type THW, stranded, 500 mcm | LF | 25.42
260513401640 | ELECTRICAL | CONDUCTORS, CONDUIT AND RACEWAYS | COPPER CONDUCTORS | Copper conductor, type THW, stranded, 600 mcm | LF | 32.72
260513401660 | ELECTRICAL | CONDUCTORS, CONDUIT AND RACEWAYS | COPPER CONDUCTORS | Copper conductor, type THW, stranded, 750 mcm | LF | 40.32
260513401680 | ELECTRICAL | CONDUCTORS, CONDUIT AND RACEWAYS | COPPER CONDUCTORS | Copper conductor, type THW, stranded, 1000 mcm | LF | 49.81
260513402020 | ELECTRICAL | CONDUCTORS, CONDUIT AND RACEWAYS | COPPER CONDUCTORS | Copper conductor, type THHN-THWN, solid, #14 | LF | 0.62
260513402040 | ELECTRICAL | CONDUCTORS, CONDUIT AND RACEWAYS | COPPER CONDUCTORS | Copper conductor, type THHN-THWN, solid, #12 | LF | 0.84
260513402060 | ELECTRICAL | CONDUCTORS, CONDUIT AND RACEWAYS | COPPER CONDUCTORS | Copper conductor, type THHN-THWN, solid, #10 | LF | 1.11
260513402080 | ELECTRICAL | CONDUCTORS, CONDUIT AND RACEWAYS | COPPER CONDUCTORS | Copper conductor, type THHN-THWN, stranded, #14 | LF | 0.62
260513402100 | ELECTRICAL | CONDUCTORS, CONDUIT AND RACEWAYS | COPPER CONDUCTORS | Copper conductor, type THHN-THWN, stranded, #12 | LF | 0.84
260513402120 | ELECTRICAL | CONDUCTORS, CONDUIT AND RACEWAYS | COPPER CONDUCTORS | Copper conductor, type THHN-THWN, stranded, #10 | LF | 1.11
260513402140 | ELECTRICAL | CONDUCTORS, CONDUIT AND RACEWAYS | COPPER CONDUCTORS | Copper conductor, type THHN-THWN, stranded, #8 | LF | 1.67
260513402160 | ELECTRICAL | CONDUCTORS, CONDUIT AND RACEWAYS | COPPER CONDUCTORS | Copper conductor, type THHN-THWN, stranded, #6 | LF | 2.24
260513402180 | ELECTRICAL | CONDUCTORS, CONDUIT AND RACEWAYS | COPPER CONDUCTORS | Copper conductor, type THHN-THWN, stranded, #4 | LF | 3.1
260513402200 | ELECTRICAL | CONDUCTORS, CONDUIT AND RACEWAYS | COPPER CONDUCTORS | Copper conductor, type THHN-THWN, stranded, #2 | LF | 4.13
260513402220 | ELECTRICAL | CONDUCTORS, CONDUIT AND RACEWAYS | COPPER CONDUCTORS | Copper conductor, type THHN-THWN, stranded, #1 | LF | 5.1
260513402240 | ELECTRICAL | CONDUCTORS, CONDUIT AND RACEWAYS | COPPER CONDUCTORS | Copper conductor, type THHN-THWN, stranded, 1/0 | LF | 6.15
260513402260 | ELECTRICAL | CONDUCTORS, CONDUIT AND RACEWAYS | COPPER CONDUCTORS | Copper conductor, type THHN-THWN, stranded, 2/0 | LF | 7.62
260513402280 | ELECTRICAL | CONDUCTORS, CONDUIT AND RACEWAYS | COPPER CONDUCTORS | Copper conductor, type THHN-THWN, stranded, 3/0 | LF | 9.55
260513402300 | ELECTRICAL | CONDUCTORS, CONDUIT AND RACEWAYS | COPPER CONDUCTORS | Copper conductor, type THHN-THWN, stranded, 4/0 | LF | 11.62
260513402320 | ELECTRICAL | CONDUCTORS, CONDUIT AND RACEWAYS | COPPER CONDUCTORS | Copper conductor, type THHN-THWN, stranded, 250 | LF | 13.78
260513402340 | ELECTRICAL | CONDUCTORS, CONDUIT AND RACEWAYS | COPPER CONDUCTORS | Copper conductor, type THHN-THWN, stranded, 350 | LF | 16.85
260513506710 | ELECTRICAL | CONDUCTORS, CONDUIT AND RACEWAYS | SHEATHED CABLE | NMS, type NM cable with ground, #14/2 | LF | 2.02
260513506720 | ELECTRICAL | CONDUCTORS, CONDUIT AND RACEWAYS | SHEATHED CABLE | NMS, type NM cable with ground, #12/2 | LF | 2.3
260513506730 | ELECTRICAL | CONDUCTORS, CONDUIT AND RACEWAYS | SHEATHED CABLE | NMS, type NM cable with ground, #10/2 | LF | 2.85
260513506740 | ELECTRICAL | CONDUCTORS, CONDUIT AND RACEWAYS | SHEATHED CABLE | NMS, type NM cable with ground, #8/2 | LF | 3.71
260513506750 | ELECTRICAL | CONDUCTORS, CONDUIT AND RACEWAYS | SHEATHED CABLE | NMS, type NM cable with ground, #6/2 | LF | 5.16
260513506760 | ELECTRICAL | CONDUCTORS, CONDUIT AND RACEWAYS | SHEATHED CABLE | NMS, type NM cable with ground, #14/3 | LF | 3.26
260513506770 | ELECTRICAL | CONDUCTORS, CONDUIT AND RACEWAYS | SHEATHED CABLE | NMS, type NM cable with ground, #12/3 | LF | 3.68
260513506780 | ELECTRICAL | CONDUCTORS, CONDUIT AND RACEWAYS | SHEATHED CABLE | NMS, type NM cable with ground, #10/3 | LF | 4.24
260513506790 | ELECTRICAL | CONDUCTORS, CONDUIT AND RACEWAYS | SHEATHED CABLE | NMS, type NM cable with ground, #8/3 | LF | 5.26
260513506800 | ELECTRICAL | CONDUCTORS, CONDUIT AND RACEWAYS | SHEATHED CABLE | NMS, type NM cable with ground, #6/3 | LF | 6.78
260513506810 | ELECTRICAL | CONDUCTORS, CONDUIT AND RACEWAYS | SHEATHED CABLE | NMS, type NM cable with ground, #4/3 | LF | 11.32
260513506820 | ELECTRICAL | CONDUCTORS, CONDUIT AND RACEWAYS | SHEATHED CABLE | NMS, type NM cable with ground, #2/3 | LF | 15.62
260513506830 | ELECTRICAL | CONDUCTORS, CONDUIT AND RACEWAYS | SHEATHED CABLE | NMS, type UF cable with ground, #14/2 | LF | 2.19
260513506840 | ELECTRICAL | CONDUCTORS, CONDUIT AND RACEWAYS | SHEATHED CABLE | NMS, type UF cable with ground, #12/2 | LF | 2.76
260513506850 | ELECTRICAL | CONDUCTORS, CONDUIT AND RACEWAYS | SHEATHED CABLE | NMS, type UF cable with ground, #10/2 | LF | 3.33
260513506860 | ELECTRICAL | CONDUCTORS, CONDUIT AND RACEWAYS | SHEATHED CABLE | NMS, type UF cable with ground, #8/2 | LF | 4.54
260513506870 | ELECTRICAL | CONDUCTORS, CONDUIT AND RACEWAYS | SHEATHED CABLE | NMS, type UF cable with ground, #6/2 | LF | 6.18
260513506880 | ELECTRICAL | CONDUCTORS, CONDUIT AND RACEWAYS | SHEATHED CABLE | NMS, type UF cable with ground, #14/3 | LF | 2.81
260513506890 | ELECTRICAL | CONDUCTORS, CONDUIT AND RACEWAYS | SHEATHED CABLE | NMS, type UF cable with ground, #12/3 | LF | 3.39
260513506900 | ELECTRICAL | CONDUCTORS, CONDUIT AND RACEWAYS | SHEATHED CABLE | NMS, type UF cable with ground, #10/3 | LF | 4.32
260513506910 | ELECTRICAL | CONDUCTORS, CONDUIT AND RACEWAYS | SHEATHED CABLE | NMS, type UF cable with ground, #8/3 | LF | 6.17
260513506920 | ELECTRICAL | CONDUCTORS, CONDUIT AND RACEWAYS | SHEATHED CABLE | NMS, type UF cable with ground, #6/3 | LF | 8.6
260526100510 | ELECTRICAL | CONDUCTORS, CONDUIT AND RACEWAYS | GROUNDING | Ground rods, copper clad, 1/2"x 6' | EA | 92.1
260526100520 | ELECTRICAL | CONDUCTORS, CONDUIT AND RACEWAYS | GROUNDING | Ground rods, copper clad, 1/2"x 8' | EA | 107
260526100530 | ELECTRICAL | CONDUCTORS, CONDUIT AND RACEWAYS | GROUNDING | Ground rods, copper clad, 1/2"x 10' | EA | 143
260526100540 | ELECTRICAL | CONDUCTORS, CONDUIT AND RACEWAYS | GROUNDING | Ground rods, copper clad, 5/8"x 5' | EA | 91.78
260526100550 | ELECTRICAL | CONDUCTORS, CONDUIT AND RACEWAYS | GROUNDING | Ground rods, copper clad, 5/8"x 6' | EA | 105
260526100560 | ELECTRICAL | CONDUCTORS, CONDUIT AND RACEWAYS | GROUNDING | Ground rods, copper clad, 5/8"x 8' | EA | 143
260526100570 | ELECTRICAL | CONDUCTORS, CONDUIT AND RACEWAYS | GROUNDING | Ground rods, copper clad, 5/8"x 10' | EA | 178
260526100590 | ELECTRICAL | CONDUCTORS, CONDUIT AND RACEWAYS | GROUNDING | Ground rods, copper clad, 3/4"x 8' | EA | 159
260526100600 | ELECTRICAL | CONDUCTORS, CONDUIT AND RACEWAYS | GROUNDING | Ground rods, copper clad, 3/4"x 10' | EA | 175
260526101080 | ELECTRICAL | CONDUCTORS, CONDUIT AND RACEWAYS | GROUNDING | Ground rod clamp, 5/8" | EA | 25.65
260526101100 | ELECTRICAL | CONDUCTORS, CONDUIT AND RACEWAYS | GROUNDING | Ground rod clamp, 3/4" | EA | 30.98
260529208005 | ELECTRICAL | CONDUCTORS, CONDUIT AND RACEWAYS | CONDUIT SPECIALTIES | Conduit specialties, rod beam clamp, 1/2" | EA | 14.93
260529208010 | ELECTRICAL | CONDUCTORS, CONDUIT AND RACEWAYS | CONDUIT SPECIALTIES | Conduit specialties, hanger rod, 3/8" | LF | 6.53
260529208020 | ELECTRICAL | CONDUCTORS, CONDUIT AND RACEWAYS | CONDUIT SPECIALTIES | Conduit specialties, hanger rod, 1/2" | LF | 11.1
260529208040 | ELECTRICAL | CONDUCTORS, CONDUIT AND RACEWAYS | CONDUIT SPECIALTIES | Conduit specialties, all thread rod, 1/4" | LF | 3.9
260529208060 | ELECTRICAL | CONDUCTORS, CONDUIT AND RACEWAYS | CONDUIT SPECIALTIES | Conduit specialties, all thread rod, 3/8" | LF | 5.04
260529208080 | ELECTRICAL | CONDUCTORS, CONDUIT AND RACEWAYS | CONDUIT SPECIALTIES | Conduit specialties, all thread rod, 1/2" | LF | 6.82
260529208100 | ELECTRICAL | CONDUCTORS, CONDUIT AND RACEWAYS | CONDUIT SPECIALTIES | Conduit specialties, all thread rod, 5/8" | LF | 11.17
260529208140 | ELECTRICAL | CONDUCTORS, CONDUIT AND RACEWAYS | CONDUIT SPECIALTIES | Conduit specialties, hanger channel, 1-1/2", no holes | EA | 9.61
260529208160 | ELECTRICAL | CONDUCTORS, CONDUIT AND RACEWAYS | CONDUIT SPECIALTIES | Conduit specialties, hanger channel, 1-1/2", holes | EA | 11.14
260529208180 | ELECTRICAL | CONDUCTORS, CONDUIT AND RACEWAYS | CONDUIT SPECIALTIES | Conduit specialties, channel strap, 1/2" | EA | 7.23
260529208200 | ELECTRICAL | CONDUCTORS, CONDUIT AND RACEWAYS | CONDUIT SPECIALTIES | Conduit specialties, channel strap, 3/4" | EA | 7.92
260529208220 | ELECTRICAL | CONDUCTORS, CONDUIT AND RACEWAYS | CONDUIT SPECIALTIES | Conduit specialties, channel strap, 1" | EA | 8.68
260529208240 | ELECTRICAL | CONDUCTORS, CONDUIT AND RACEWAYS | CONDUIT SPECIALTIES | Conduit specialties, channel strap, 1-1/4" | EA | 11.12
260529208260 | ELECTRICAL | CONDUCTORS, CONDUIT AND RACEWAYS | CONDUIT SPECIALTIES | Conduit specialties, channel strap, 1-1/2" | EA | 11.69
260529208280 | ELECTRICAL | CONDUCTORS, CONDUIT AND RACEWAYS | CONDUIT SPECIALTIES | Conduit specialties, channel strap, 2" | EA | 11.97
260529208290 | ELECTRICAL | CONDUCTORS, CONDUIT AND RACEWAYS | CONDUIT SPECIALTIES | Conduit specialties, channel strap, 2-1/2" | EA | 19.79
260529208300 | ELECTRICAL | CONDUCTORS, CONDUIT AND RACEWAYS | CONDUIT SPECIALTIES | Conduit specialties, channel strap, 3" | EA | 20.4
260529208310 | ELECTRICAL | CONDUCTORS, CONDUIT AND RACEWAYS | CONDUIT SPECIALTIES | Conduit specialties, channel strap, 3-1/2" | EA | 22.27
260529208320 | ELECTRICAL | CONDUCTORS, CONDUIT AND RACEWAYS | CONDUIT SPECIALTIES | Conduit specialties, channel strap, 4" | EA | 25.83
260529208340 | ELECTRICAL | CONDUCTORS, CONDUIT AND RACEWAYS | CONDUIT SPECIALTIES | Conduit specialties, channel strap, 5" | EA | 32.46
260529208360 | ELECTRICAL | CONDUCTORS, CONDUIT AND RACEWAYS | CONDUIT SPECIALTIES | Conduit specialties, channel strap, 6" | EA | 34.71
260529208420 | ELECTRICAL | CONDUCTORS, CONDUIT AND RACEWAYS | CONDUIT SPECIALTIES | Conduit penetrations, roof & wall, 8" thick, 1/2" | EA | 64.08
260529208460 | ELECTRICAL | CONDUCTORS, CONDUIT AND RACEWAYS | CONDUIT SPECIALTIES | Conduit penetrations, roof & wall, 8" thick, 3/4" | EA | 64.08
260529208480 | ELECTRICAL | CONDUCTORS, CONDUIT AND RACEWAYS | CONDUIT SPECIALTIES | Conduit penetrations, roof & wall, 8" thick, 1" | EA | 83.3
260529208500 | ELECTRICAL | CONDUCTORS, CONDUIT AND RACEWAYS | CONDUIT SPECIALTIES | Conduit penetrations, roof & wall, 8" thick, 1-1/4" | EA | 83.3
260529208520 | ELECTRICAL | CONDUCTORS, CONDUIT AND RACEWAYS | CONDUIT SPECIALTIES | Conduit penetrations, roof & wall, 8" thick, 1-1/2" | EA | 83.3
260529208540 | ELECTRICAL | CONDUCTORS, CONDUIT AND RACEWAYS | CONDUIT SPECIALTIES | Conduit penetrations, roof & wall, 8" thick, 2" | EA | 167
260529208560 | ELECTRICAL | CONDUCTORS, CONDUIT AND RACEWAYS | CONDUIT SPECIALTIES | Conduit penetrations, roof & wall, 8" thick, 2-1/2" | EA | 167
260529208580 | ELECTRICAL | CONDUCTORS, CONDUIT AND RACEWAYS | CONDUIT SPECIALTIES | Conduit penetrations, roof & wall, 8" thick, 3" | EA | 167
260529208590 | ELECTRICAL | CONDUCTORS, CONDUIT AND RACEWAYS | CONDUIT SPECIALTIES | Conduit penetrations, roof & wall, 8" thick, 3-1/2" | EA | 208
260529208600 | ELECTRICAL | CONDUCTORS, CONDUIT AND RACEWAYS | CONDUIT SPECIALTIES | Conduit penetrations, roof & wall, 8" thick, 4" | EA | 208
260529209510 | ELECTRICAL | CONDUCTORS, CONDUIT AND RACEWAYS | CONDUIT SPECIALTIES | Fireproofing, for conduit penetrations, 1/2" | EA | 56.27
260529209520 | ELECTRICAL | CONDUCTORS, CONDUIT AND RACEWAYS | CONDUIT SPECIALTIES | Fireproofing, for conduit penetrations, 3/4" | EA | 56.42
260529209530 | ELECTRICAL | CONDUCTORS, CONDUIT AND RACEWAYS | CONDUIT SPECIALTIES | Fireproofing, for conduit penetrations, 1" | EA | 56.51
260529209540 | ELECTRICAL | CONDUCTORS, CONDUIT AND RACEWAYS | CONDUIT SPECIALTIES | Fireproofing, for conduit penetrations, 1-1/4" | EA | 92.01
260529209550 | ELECTRICAL | CONDUCTORS, CONDUIT AND RACEWAYS | CONDUIT SPECIALTIES | Fireproofing, for conduit penetrations, 1-1/2" | EA | 81.92
260529209560 | ELECTRICAL | CONDUCTORS, CONDUIT AND RACEWAYS | CONDUIT SPECIALTIES | Fireproofing, for conduit penetrations, 2" | EA | 82.08
260529209570 | ELECTRICAL | CONDUCTORS, CONDUIT AND RACEWAYS | CONDUIT SPECIALTIES | Fireproofing, for conduit penetrations, 2-1/2" | EA | 106
260529209580 | ELECTRICAL | CONDUCTORS, CONDUIT AND RACEWAYS | CONDUIT SPECIALTIES | Fireproofing, for conduit penetrations, 3" | EA | 113
260529209590 | ELECTRICAL | CONDUCTORS, CONDUIT AND RACEWAYS | CONDUIT SPECIALTIES | Fireproofing, for conduit penetrations, 3-1/2" | EA | 145
260529209600 | ELECTRICAL | CONDUCTORS, CONDUIT AND RACEWAYS | CONDUIT SPECIALTIES | Fireproofing, for conduit penetrations, 4" | EA | 175
260533401000 | ELECTRICAL | CONDUCTORS, CONDUIT AND RACEWAYS | SURFACE MOUNTED RACEWAY | 3/4" x 17/32" Conduit | LF | 6.96
260533401020 | ELECTRICAL | CONDUCTORS, CONDUIT AND RACEWAYS | SURFACE MOUNTED RACEWAY | 3/4" x 17/32" Conduit, Mounting strap | EA | 6.3
260533401040 | ELECTRICAL | CONDUCTORS, CONDUIT AND RACEWAYS | SURFACE MOUNTED RACEWAY | Connector | EA | 6.56
260533402000 | ELECTRICAL | CONDUCTORS, CONDUIT AND RACEWAYS | SURFACE MOUNTED RACEWAY | 3/4" x 17/32" conduit, elbow, 45 deg | EA | 17.91
260533402020 | ELECTRICAL | CONDUCTORS, CONDUIT AND RACEWAYS | SURFACE MOUNTED RACEWAY | 3/4" x 17/32" conduit, elbow, 90 deg | EA | 9.26
260533402040 | ELECTRICAL | CONDUCTORS, CONDUIT AND RACEWAYS | SURFACE MOUNTED RACEWAY | 3/4" x 17/32" conduit, elbow, internal | EA | 10.31
260533402050 | ELECTRICAL | CONDUCTORS, CONDUIT AND RACEWAYS | SURFACE MOUNTED RACEWAY | 3/4" x 17/32" conduit, elbow, external | EA | 9.92
260533402060 | ELECTRICAL | CONDUCTORS, CONDUIT AND RACEWAYS | SURFACE MOUNTED RACEWAY | 3/4" x 17/32" conduit, switch | EA | 74.65
260533402100 | ELECTRICAL | CONDUCTORS, CONDUIT AND RACEWAYS | SURFACE MOUNTED RACEWAY | 3/4" x 17/32" conduit, utility box | EA | 63.79
260533402110 | ELECTRICAL | CONDUCTORS, CONDUIT AND RACEWAYS | SURFACE MOUNTED RACEWAY | 3/4" x 17/32" conduit, receptacle | EA | 80.73
260533402140 | ELECTRICAL | CONDUCTORS, CONDUIT AND RACEWAYS | SURFACE MOUNTED RACEWAY | 3/4" x 21/32" conduit | LF | 7.34
260533402160 | ELECTRICAL | CONDUCTORS, CONDUIT AND RACEWAYS | SURFACE MOUNTED RACEWAY | 3/4" x 21/32" conduit, strap | EA | 6.72
260533402180 | ELECTRICAL | CONDUCTORS, CONDUIT AND RACEWAYS | SURFACE MOUNTED RACEWAY | 3/4" x 21/32" conduit, connector | EA | 6.76
260533402210 | ELECTRICAL | CONDUCTORS, CONDUIT AND RACEWAYS | SURFACE MOUNTED RACEWAY | 3/4" x 21/32" conduit, elbow, 45 deg. | EA | 14.63
260533402220 | ELECTRICAL | CONDUCTORS, CONDUIT AND RACEWAYS | SURFACE MOUNTED RACEWAY | 3/4" x 21/32" conduit, elbow, 90 deg. | EA | 8.71
260533402240 | ELECTRICAL | CONDUCTORS, CONDUIT AND RACEWAYS | SURFACE MOUNTED RACEWAY | 3/4" x 21/32" conduit, elbow, internal | EA | 9.95
260533402260 | ELECTRICAL | CONDUCTORS, CONDUIT AND RACEWAYS | SURFACE MOUNTED RACEWAY | 3/4" x 21/32" conduit, elbow, external | EA | 9.95
260533403000 | ELECTRICAL | CONDUCTORS, CONDUIT AND RACEWAYS | SURFACE MOUNTED RACEWAY | 3/4" x 21/32" conduit, switch | EA | 68.31
260533403010 | ELECTRICAL | CONDUCTORS, CONDUIT AND RACEWAYS | SURFACE MOUNTED RACEWAY | 3/4" x 21/32" conduit, utility box | EA | 59.54
260533403020 | ELECTRICAL | CONDUCTORS, CONDUIT AND RACEWAYS | SURFACE MOUNTED RACEWAY | 3/4" x 21/32" conduit, receptacle | EA | 73.23
260533502520 | ELECTRICAL | CONDUCTORS, CONDUIT AND RACEWAYS | PULL BOXES AND CABINETS | Galvanized pull boxes, screw cover, 4x4x4 | EA | 35.73
260533502540 | ELECTRICAL | CONDUCTORS, CONDUIT AND RACEWAYS | PULL BOXES AND CABINETS | Galvanized pull boxes, screw cover, 4x6x4 | EA | 37.51
260533502560 | ELECTRICAL | CONDUCTORS, CONDUIT AND RACEWAYS | PULL BOXES AND CABINETS | Galvanized pull boxes, screw cover, 6x6x4 | EA | 42.32
260533502580 | ELECTRICAL | CONDUCTORS, CONDUIT AND RACEWAYS | PULL BOXES AND CABINETS | Galvanized pull boxes, screw cover, 6x8x4 | EA | 46.59
260533502620 | ELECTRICAL | CONDUCTORS, CONDUIT AND RACEWAYS | PULL BOXES AND CABINETS | Galvanized pull boxes, screw cover, 8x8x4 | EA | 59.22
260533503020 | ELECTRICAL | CONDUCTORS, CONDUIT AND RACEWAYS | PULL BOXES AND CABINETS | Galvanized pull boxes, screw cover, 8x10x4 | EA | 63.5
260533503040 | ELECTRICAL | CONDUCTORS, CONDUIT AND RACEWAYS | PULL BOXES AND CABINETS | Galvanized pull boxes, screw cover, 8x12x4 | EA | 68.1
260533503060 | ELECTRICAL | CONDUCTORS, CONDUIT AND RACEWAYS | PULL BOXES AND CABINETS | Galvanized pull boxes, screw cover, 10x10x4 | EA | 74.22
260533503200 | ELECTRICAL | CONDUCTORS, CONDUIT AND RACEWAYS | PULL BOXES AND CABINETS | Galvanized pull boxes, screw cover, 12x12x6 | EA | 108
260533503220 | ELECTRICAL | CONDUCTORS, CONDUIT AND RACEWAYS | PULL BOXES AND CABINETS | Galvanized pull boxes, screw cover, 12x15x6 | EA | 120
260533503240 | ELECTRICAL | CONDUCTORS, CONDUIT AND RACEWAYS | PULL BOXES AND CABINETS | Galvanized pull boxes, screw cover, 12x18x6 | EA | 134
260533503250 | ELECTRICAL | CONDUCTORS, CONDUIT AND RACEWAYS | PULL BOXES AND CABINETS | Galvanized pull boxes, screw cover, 15x18x6 | EA | 151
260533503260 | ELECTRICAL | CONDUCTORS, CONDUIT AND RACEWAYS | PULL BOXES AND CABINETS | Galvanized pull boxes, screw cover, 18x24x6 | EA | 234
260533503270 | ELECTRICAL | CONDUCTORS, CONDUIT AND RACEWAYS | PULL BOXES AND CABINETS | Galvanized pull boxes, screw cover, 18x30x6 | EA | 268
260533503280 | ELECTRICAL | CONDUCTORS, CONDUIT AND RACEWAYS | PULL BOXES AND CABINETS | Galvanized pull boxes, screw cover, 24x36x6 | EA | 369
260533701000 | ELECTRICAL | CONDUCTORS, CONDUIT AND RACEWAYS | WIREWAYS | Wireway, hinge cover type, 2-1/2"x 2-1/2", 1' section | EA | 46.72
260533701040 | ELECTRICAL | CONDUCTORS, CONDUIT AND RACEWAYS | WIREWAYS | Wireway, hinge cover type, 2-1/2"x 2-1/2", 2' section | EA | 63.64
260533701060 | ELECTRICAL | CONDUCTORS, CONDUIT AND RACEWAYS | WIREWAYS | Wireway, hinge cover type, 2-1/2"x 2-1/2", 3' section | EA | 85.05
260533701080 | ELECTRICAL | CONDUCTORS, CONDUIT AND RACEWAYS | WIREWAYS | Wireway, hinge cover type, 2-1/2"x 2-1/2", 5' section | EA | 140
260533701100 | ELECTRICAL | CONDUCTORS, CONDUIT AND RACEWAYS | WIREWAYS | Wireway, hinge cover type, 2-1/2"x 2-1/2", 10' sectio | EA | 271
260533701120 | ELECTRICAL | CONDUCTORS, CONDUIT AND RACEWAYS | WIREWAYS | Wireway, hinge cover type, 4"x 4", 1' section | EA | 54.52
260533701140 | ELECTRICAL | CONDUCTORS, CONDUIT AND RACEWAYS | WIREWAYS | Wireway, hinge cover type, 4"x 4", 2' section | EA | 67.75
260533701160 | ELECTRICAL | CONDUCTORS, CONDUIT AND RACEWAYS | WIREWAYS | Wireway, hinge cover type, 4"x 4", 3' section | EA | 93.89
260533701180 | ELECTRICAL | CONDUCTORS, CONDUIT AND RACEWAYS | WIREWAYS | Wireway, hinge cover type, 4"x 4", 4' section | EA | 117
260533701200 | ELECTRICAL | CONDUCTORS, CONDUIT AND RACEWAYS | WIREWAYS | Wireway, hinge cover type, 4"x 4", 10' section | EA | 338
260533901060 | ELECTRICAL | CONDUCTORS, CONDUIT AND RACEWAYS | PULL AND JUNCTION BOXES | 4", octogon box | EA | 17.57
260533901070 | ELECTRICAL | CONDUCTORS, CONDUIT AND RACEWAYS | PULL AND JUNCTION BOXES | 4", octogon box, extension | EA | 15.73
260533901080 | ELECTRICAL | CONDUCTORS, CONDUIT AND RACEWAYS | PULL AND JUNCTION BOXES | 4", octogon box, plaster ring | EA | 11.41
260533901100 | ELECTRICAL | CONDUCTORS, CONDUIT AND RACEWAYS | PULL AND JUNCTION BOXES | 4", octogon box, cover blank | EA | 8.49
260533901120 | ELECTRICAL | CONDUCTORS, CONDUIT AND RACEWAYS | PULL AND JUNCTION BOXES | Square box | EA | 20.07
260533901140 | ELECTRICAL | CONDUCTORS, CONDUIT AND RACEWAYS | PULL AND JUNCTION BOXES | Square box, extension | EA | 14.17
260533901160 | ELECTRICAL | CONDUCTORS, CONDUIT AND RACEWAYS | PULL AND JUNCTION BOXES | Square box, plaster ring | EA | 10.55
260533901180 | ELECTRICAL | CONDUCTORS, CONDUIT AND RACEWAYS | PULL AND JUNCTION BOXES | Square box, cover blank | EA | 8.42
260533901200 | ELECTRICAL | CONDUCTORS, CONDUIT AND RACEWAYS | PULL AND JUNCTION BOXES | 4-11/16", square box | EA | 28.42
260533901240 | ELECTRICAL | CONDUCTORS, CONDUIT AND RACEWAYS | PULL AND JUNCTION BOXES | 4-11/16", square box, extension | EA | 24.16
260533901260 | ELECTRICAL | CONDUCTORS, CONDUIT AND RACEWAYS | PULL AND JUNCTION BOXES | 4-11/16", square box, plaster ring | EA | 17.07
260533901280 | ELECTRICAL | CONDUCTORS, CONDUIT AND RACEWAYS | PULL AND JUNCTION BOXES | 4-11/16", square box, cover blank | EA | 10.22
260533901320 | ELECTRICAL | CONDUCTORS, CONDUIT AND RACEWAYS | PULL AND JUNCTION BOXES | Switch and device boxes, 2 gang | EA | 36.61
260533901340 | ELECTRICAL | CONDUCTORS, CONDUIT AND RACEWAYS | PULL AND JUNCTION BOXES | Switch and device boxes, 3 gang | EA | 55.37
260533901360 | ELECTRICAL | CONDUCTORS, CONDUIT AND RACEWAYS | PULL AND JUNCTION BOXES | Switch and device boxes, 4 gang | EA | 74.82
260533902020 | ELECTRICAL | CONDUCTORS, CONDUIT AND RACEWAYS | PULL AND JUNCTION BOXES | Device covers, 2 gang | EA | 25.85
260533902040 | ELECTRICAL | CONDUCTORS, CONDUIT AND RACEWAYS | PULL AND JUNCTION BOXES | Device covers, 3 gang | EA | 26.51
260533902060 | ELECTRICAL | CONDUCTORS, CONDUIT AND RACEWAYS | PULL AND JUNCTION BOXES | Device covers, 4 gang | EA | 33.79
260533902100 | ELECTRICAL | CONDUCTORS, CONDUIT AND RACEWAYS | PULL AND JUNCTION BOXES | Handy box | EA | 17.99
260533902120 | ELECTRICAL | CONDUCTORS, CONDUIT AND RACEWAYS | PULL AND JUNCTION BOXES | Handy box, extension | EA | 11.91
260533902140 | ELECTRICAL | CONDUCTORS, CONDUIT AND RACEWAYS | PULL AND JUNCTION BOXES | Handy box, switch cover | EA | 9.21
260533902160 | ELECTRICAL | CONDUCTORS, CONDUIT AND RACEWAYS | PULL AND JUNCTION BOXES | Switch box with knockout | EA | 24.29
260533902200 | ELECTRICAL | CONDUCTORS, CONDUIT AND RACEWAYS | PULL AND JUNCTION BOXES | Weatherproof cover, spring type | EA | 25.26
260533902220 | ELECTRICAL | CONDUCTORS, CONDUIT AND RACEWAYS | PULL AND JUNCTION BOXES | Cover plate, dryer recept, 250v 30a/50a, 1 gang plas | EA | 13.01
260533902240 | ELECTRICAL | CONDUCTORS, CONDUIT AND RACEWAYS | PULL AND JUNCTION BOXES | Cover plate, 4" receptacle, 250v, 30a/50a, 2 gang | EA | 15.04
260533902260 | ELECTRICAL | CONDUCTORS, CONDUIT AND RACEWAYS | PULL AND JUNCTION BOXES | Duplex receptacle cover plate, plastic | EA | 7.31
260533903010 | ELECTRICAL | CONDUCTORS, CONDUIT AND RACEWAYS | PULL AND JUNCTION BOXES | 4", vertical bracket box, 1-1/2" with RMX clamps | EA | 26.92
260533903020 | ELECTRICAL | CONDUCTORS, CONDUIT AND RACEWAYS | PULL AND JUNCTION BOXES | 4", vertical bracket box, 1-1/2" with BX clamps | EA | 27.78
260533903030 | ELECTRICAL | CONDUCTORS, CONDUIT AND RACEWAYS | PULL AND JUNCTION BOXES | 4", octagon device cover, 1 switch | EA | 13.08
260533903040 | ELECTRICAL | CONDUCTORS, CONDUIT AND RACEWAYS | PULL AND JUNCTION BOXES | 4", octagon device cover, 1 duplex recept | EA | 13.08
260533903110 | ELECTRICAL | CONDUCTORS, CONDUIT AND RACEWAYS | PULL AND JUNCTION BOXES | 4", square face bracket boxes, 1-1/2", RMX | EA | 29.21
260533903120 | ELECTRICAL | CONDUCTORS, CONDUIT AND RACEWAYS | PULL AND JUNCTION BOXES | 4", square face bracket boxes, 1-1/2", BX | EA | 30.41
260534101020 | ELECTRICAL | CONDUCTORS, CONDUIT AND RACEWAYS | ALUMINUM CONDUIT | Aluminum conduit, 1/2" | LF | 5.94
260534101040 | ELECTRICAL | CONDUCTORS, CONDUIT AND RACEWAYS | ALUMINUM CONDUIT | Aluminum conduit, 3/4" | LF | 7.76
260534101060 | ELECTRICAL | CONDUCTORS, CONDUIT AND RACEWAYS | ALUMINUM CONDUIT | Aluminum conduit, 1" | LF | 10.25
260534101080 | ELECTRICAL | CONDUCTORS, CONDUIT AND RACEWAYS | ALUMINUM CONDUIT | Aluminum conduit, 1-1/4" | LF | 12.9
260534101100 | ELECTRICAL | CONDUCTORS, CONDUIT AND RACEWAYS | ALUMINUM CONDUIT | Aluminum conduit, 1-1/2" | LF | 16.69
260534101120 | ELECTRICAL | CONDUCTORS, CONDUIT AND RACEWAYS | ALUMINUM CONDUIT | Aluminum conduit, 2" | LF | 20.41
260534101140 | ELECTRICAL | CONDUCTORS, CONDUIT AND RACEWAYS | ALUMINUM CONDUIT | Aluminum conduit, 2-1/2" | LF | 28.07
260534101160 | ELECTRICAL | CONDUCTORS, CONDUIT AND RACEWAYS | ALUMINUM CONDUIT | Aluminum conduit, 3" | LF | 34.22
260534101180 | ELECTRICAL | CONDUCTORS, CONDUIT AND RACEWAYS | ALUMINUM CONDUIT | Aluminum conduit, 3-1/2" | LF | 40.58
260534101200 | ELECTRICAL | CONDUCTORS, CONDUIT AND RACEWAYS | ALUMINUM CONDUIT | Aluminum conduit, 4" | LF | 48.02
260534101220 | ELECTRICAL | CONDUCTORS, CONDUIT AND RACEWAYS | ALUMINUM CONDUIT | Aluminum conduit, 5" | LF | 65.97
260534101240 | ELECTRICAL | CONDUCTORS, CONDUIT AND RACEWAYS | ALUMINUM CONDUIT | Aluminum conduit, 6" | LF | 82.85
260534200100 | ELECTRICAL | CONDUCTORS, CONDUIT AND RACEWAYS | EMT CONDUIT | EMT conduit, 1/2" | LF | 3.91
260534201020 | ELECTRICAL | CONDUCTORS, CONDUIT AND RACEWAYS | EMT CONDUIT | EMT conduit, 3/4" | LF | 5.57
260534201030 | ELECTRICAL | CONDUCTORS, CONDUIT AND RACEWAYS | EMT CONDUIT | EMT conduit, 1" | LF | 7.54
260534201040 | ELECTRICAL | CONDUCTORS, CONDUIT AND RACEWAYS | EMT CONDUIT | EMT conduit, 1-1/4" | LF | 9.9
260534201060 | ELECTRICAL | CONDUCTORS, CONDUIT AND RACEWAYS | EMT CONDUIT | EMT conduit, 1-1/2" | LF | 13.05
260534201080 | ELECTRICAL | CONDUCTORS, CONDUIT AND RACEWAYS | EMT CONDUIT | EMT conduit, 2" | LF | 15.16
260534201100 | ELECTRICAL | CONDUCTORS, CONDUIT AND RACEWAYS | EMT CONDUIT | EMT conduit, 2-1/2" | LF | 22.19
260534201120 | ELECTRICAL | CONDUCTORS, CONDUIT AND RACEWAYS | EMT CONDUIT | EMT conduit, 3" | LF | 25.88
260534201140 | ELECTRICAL | CONDUCTORS, CONDUIT AND RACEWAYS | EMT CONDUIT | EMT conduit, 3-1/2" | LF | 33.7
260534201160 | ELECTRICAL | CONDUCTORS, CONDUIT AND RACEWAYS | EMT CONDUIT | EMT conduit, 4" | LF | 36.74
260534300100 | ELECTRICAL | CONDUCTORS, CONDUIT AND RACEWAYS | FLEXIBLE CONDUIT | Flexible conduit, steel, 3/8" | LF | 4.11
260534301020 | ELECTRICAL | CONDUCTORS, CONDUIT AND RACEWAYS | FLEXIBLE CONDUIT | Flexible conduit, steel, 1/2 | LF | 4.24
260534301040 | ELECTRICAL | CONDUCTORS, CONDUIT AND RACEWAYS | FLEXIBLE CONDUIT | Flexible conduit, steel, 3/4" | LF | 5.67
260534301060 | ELECTRICAL | CONDUCTORS, CONDUIT AND RACEWAYS | FLEXIBLE CONDUIT | Flexible conduit, steel, 1" | LF | 7.02
260534301080 | ELECTRICAL | CONDUCTORS, CONDUIT AND RACEWAYS | FLEXIBLE CONDUIT | Flexible conduit, steel, 1-1/4" | LF | 8.78
260534301100 | ELECTRICAL | CONDUCTORS, CONDUIT AND RACEWAYS | FLEXIBLE CONDUIT | Flexible conduit, steel, 1-1/2" | LF | 12.09
260534301120 | ELECTRICAL | CONDUCTORS, CONDUIT AND RACEWAYS | FLEXIBLE CONDUIT | Flexible conduit, steel, 2" | LF | 15.61
260534301140 | ELECTRICAL | CONDUCTORS, CONDUIT AND RACEWAYS | FLEXIBLE CONDUIT | Flexible conduit, steel, 2-1/2" | LF | 18.11
260534301160 | ELECTRICAL | CONDUCTORS, CONDUIT AND RACEWAYS | FLEXIBLE CONDUIT | Flexible conduit, steel, 3" | LF | 26.54
260534402000 | ELECTRICAL | CONDUCTORS, CONDUIT AND RACEWAYS | GALVANIZED CONDUIT | Galvanized rigid steel conduit, 1/2" | LF | 8.06
260534402040 | ELECTRICAL | CONDUCTORS, CONDUIT AND RACEWAYS | GALVANIZED CONDUIT | Galvanized rigid steel conduit, 3/4" | LF | 9.52
260534402060 | ELECTRICAL | CONDUCTORS, CONDUIT AND RACEWAYS | GALVANIZED CONDUIT | Galvanized rigid steel conduit, 1" | LF | 12.38
260534402080 | ELECTRICAL | CONDUCTORS, CONDUIT AND RACEWAYS | GALVANIZED CONDUIT | Galvanized rigid steel conduit, 1-1/4" | LF | 16.92
260534402100 | ELECTRICAL | CONDUCTORS, CONDUIT AND RACEWAYS | GALVANIZED CONDUIT | Galvanized rigid steel conduit, 1-1/2" | LF | 19.36
260534402120 | ELECTRICAL | CONDUCTORS, CONDUIT AND RACEWAYS | GALVANIZED CONDUIT | Galvanized rigid steel conduit, 2" | LF | 23.27
260534402140 | ELECTRICAL | CONDUCTORS, CONDUIT AND RACEWAYS | GALVANIZED CONDUIT | Galvanized rigid steel conduit, 2-1/2" | LF | 38.69
260534402160 | ELECTRICAL | CONDUCTORS, CONDUIT AND RACEWAYS | GALVANIZED CONDUIT | Galvanized rigid steel conduit, 3" | LF | 43.35
260534402180 | ELECTRICAL | CONDUCTORS, CONDUIT AND RACEWAYS | GALVANIZED CONDUIT | Galvanized rigid steel conduit, 3-1/2" | LF | 55.17
260534402200 | ELECTRICAL | CONDUCTORS, CONDUIT AND RACEWAYS | GALVANIZED CONDUIT | Galvanized rigid steel conduit, 4" | LF | 62.25
260534402220 | ELECTRICAL | CONDUCTORS, CONDUIT AND RACEWAYS | GALVANIZED CONDUIT | Galvanized rigid steel conduit, 5" | LF | 105
260534402240 | ELECTRICAL | CONDUCTORS, CONDUIT AND RACEWAYS | GALVANIZED CONDUIT | Galvanized rigid steel conduit, 6" | LF | 148
260534501000 | ELECTRICAL | CONDUCTORS, CONDUIT AND RACEWAYS | PLASTIC COATED CONDUIT | Rigid steel conduit, plastic coated, 1/2" | LF | 15.68
260534501040 | ELECTRICAL | CONDUCTORS, CONDUIT AND RACEWAYS | PLASTIC COATED CONDUIT | Rigid steel conduit, plastic coated, 3/4" | LF | 18.34
260534501060 | ELECTRICAL | CONDUCTORS, CONDUIT AND RACEWAYS | PLASTIC COATED CONDUIT | Rigid steel conduit, plastic coated, 1" | LF | 24.08
260534501080 | ELECTRICAL | CONDUCTORS, CONDUIT AND RACEWAYS | PLASTIC COATED CONDUIT | Rigid steel conduit, plastic coated, 1-1/4" | LF | 30.34
260534501100 | ELECTRICAL | CONDUCTORS, CONDUIT AND RACEWAYS | PLASTIC COATED CONDUIT | Rigid steel conduit, plastic coated, 1-1/2" | LF | 37.05
260534501120 | ELECTRICAL | CONDUCTORS, CONDUIT AND RACEWAYS | PLASTIC COATED CONDUIT | Rigid steel conduit, plastic coated, 2" | LF | 46.74
260534501140 | ELECTRICAL | CONDUCTORS, CONDUIT AND RACEWAYS | PLASTIC COATED CONDUIT | Rigid steel conduit, plastic coated, 2-1/2" | LF | 67.7
260534501160 | ELECTRICAL | CONDUCTORS, CONDUIT AND RACEWAYS | PLASTIC COATED CONDUIT | Rigid steel conduit, plastic coated, 3" | LF | 83.54
260534501180 | ELECTRICAL | CONDUCTORS, CONDUIT AND RACEWAYS | PLASTIC COATED CONDUIT | Rigid steel conduit, plastic coated, 3-1/2" | LF | 99.92
260534501200 | ELECTRICAL | CONDUCTORS, CONDUIT AND RACEWAYS | PLASTIC COATED CONDUIT | Rigid steel conduit, plastic coated, 4" | LF | 122
260534501220 | ELECTRICAL | CONDUCTORS, CONDUIT AND RACEWAYS | PLASTIC COATED CONDUIT | Rigid steel conduit, plastic coated, 5" | LF | 194
260534708000 | ELECTRICAL | CONDUCTORS, CONDUIT AND RACEWAYS | STEEL CONDUIT | Intermediate metal conduit (IMC), 1/2" | LF | 6.29
260534708040 | ELECTRICAL | CONDUCTORS, CONDUIT AND RACEWAYS | STEEL CONDUIT | Intermediate metal conduit (IMC), 3/4" | LF | 8.04
260534708060 | ELECTRICAL | CONDUCTORS, CONDUIT AND RACEWAYS | STEEL CONDUIT | Intermediate metal conduit (IMC), 1" | LF | 11.07
260534708080 | ELECTRICAL | CONDUCTORS, CONDUIT AND RACEWAYS | STEEL CONDUIT | Intermediate metal conduit (IMC), 1-1/4" | LF | 13.68
260534708100 | ELECTRICAL | CONDUCTORS, CONDUIT AND RACEWAYS | STEEL CONDUIT | Intermediate metal conduit (IMC), 1-1/2" | LF | 17.72
260534708120 | ELECTRICAL | CONDUCTORS, CONDUIT AND RACEWAYS | STEEL CONDUIT | Intermediate metal conduit (IMC), 2" | LF | 21.52
260534708140 | ELECTRICAL | CONDUCTORS, CONDUIT AND RACEWAYS | STEEL CONDUIT | Intermediate metal conduit (IMC), 2-1/2" | LF | 36.74
260534708160 | ELECTRICAL | CONDUCTORS, CONDUIT AND RACEWAYS | STEEL CONDUIT | Intermediate metal conduit (IMC), 3" | LF | 46.36
260534708180 | ELECTRICAL | CONDUCTORS, CONDUIT AND RACEWAYS | STEEL CONDUIT | Intermediate metal conduit (IMC), 3-1/2" | LF | 55.63
260534708200 | ELECTRICAL | CONDUCTORS, CONDUIT AND RACEWAYS | STEEL CONDUIT | Intermediate metal conduit (IMC), 4" | LF | 60.21
260536101010 | ELECTRICAL | CONDUCTORS, CONDUIT AND RACEWAYS | CABLE TRAY | Cable tray, 6" | LF | 31.54
260536101020 | ELECTRICAL | CONDUCTORS, CONDUIT AND RACEWAYS | CABLE TRAY | Cable tray, 6", ventilated cover | LF | 13.4
260536101030 | ELECTRICAL | CONDUCTORS, CONDUIT AND RACEWAYS | CABLE TRAY | Cable tray, 6", solid cover | LF | 11.14
261200100100 | ELECTRICAL | TRANSFORMERS | TRANSFORMERS | Transformer, 1 phase, int dry, 480v-120/240v, 3 kva | EA | 1124
261200101080 | ELECTRICAL | TRANSFORMERS | TRANSFORMERS | Transformer, 1 phase, int dry, 480v-120/240v, 5 kva | EA | 1552
261200101100 | ELECTRICAL | TRANSFORMERS | TRANSFORMERS | Transformer, 1 phase, int dry, 480v-120/240v, 7.5 kva | EA | 2026
261200101120 | ELECTRICAL | TRANSFORMERS | TRANSFORMERS | Transformer, 1 phase, int dry, 480v-120/240v, 10 kva | EA | 2467
261200101140 | ELECTRICAL | TRANSFORMERS | TRANSFORMERS | Transformer, 1 phase, int dry, 480v-120/240v, 15 kva | EA | 3220
261200101240 | ELECTRICAL | TRANSFORMERS | TRANSFORMERS | Transformer, 1 phase, int dry, 480v-120/240v, 100 kva | EA | 12359
261200102000 | ELECTRICAL | TRANSFORMERS | TRANSFORMERS | Transformer, 3 phase, 480v-120/280v, 15 kva | EA | 3712
261200102040 | ELECTRICAL | TRANSFORMERS | TRANSFORMERS | Transformer, 3 phase, 480v-120/280v, 30 kva | EA | 4692
261200102060 | ELECTRICAL | TRANSFORMERS | TRANSFORMERS | Transformer, 3 phase, 480v-120/280v, 45 kva | EA | 6058
261200102140 | ELECTRICAL | TRANSFORMERS | TRANSFORMERS | Transformer, 3 phase, 480v-120/280v, 225 kva | EA | 19328
262413000581 | ELECTRICAL | SERVICE AND DISTRIBUTION | SWITCHBOARDS | SB, 90" high, no main disconnect, 208/120v, 400a | EA | 4767
262413001000 | ELECTRICAL | SERVICE AND DISTRIBUTION | SWITCHBOARDS | SB, 90" high, no main disconnect, 208/120v, 600a | EA | 6952
262413001020 | ELECTRICAL | SERVICE AND DISTRIBUTION | SWITCHBOARDS | SB, 90" high, no main disconnect, 208/120v, 1000a | EA | 8536
262413001040 | ELECTRICAL | SERVICE AND DISTRIBUTION | SWITCHBOARDS | SB, 90" high, no main disconnect, 208/120v, 1200a | EA | 9189
262413001060 | ELECTRICAL | SERVICE AND DISTRIBUTION | SWITCHBOARDS | SB, 90" high, no main disconnect, 208/120v, 1600a | EA | 10199
262413001080 | ELECTRICAL | SERVICE AND DISTRIBUTION | SWITCHBOARDS | SB, 90" high, no main disconnect, 208/120v, 2000a | EA | 11077
262413001100 | ELECTRICAL | SERVICE AND DISTRIBUTION | SWITCHBOARDS | SB, 90" high, no main disconnect, 208/120v, 2500a | EA | 11397
262413001540 | ELECTRICAL | SERVICE AND DISTRIBUTION | SWITCHBOARDS | SB, 90" high, no main disconnect, 240/480v, 600a | EA | 7876
262413001560 | ELECTRICAL | SERVICE AND DISTRIBUTION | SWITCHBOARDS | SB, 90" high, no main disconnect, 240/480v, 800a | EA | 8553
262413001580 | ELECTRICAL | SERVICE AND DISTRIBUTION | SWITCHBOARDS | SB, 90" high, no main disconnect, 240/480v, 1600a | EA | 10942
262413001600 | ELECTRICAL | SERVICE AND DISTRIBUTION | SWITCHBOARDS | SB, 90" high, no main disconnect, 240/480v, 2000a | EA | 11836
262413001620 | ELECTRICAL | SERVICE AND DISTRIBUTION | SWITCHBOARDS | SB, 90" high, no main disconnect, 240/480v, 2500a | EA | 12717
262413001640 | ELECTRICAL | SERVICE AND DISTRIBUTION | SWITCHBOARDS | SB, 90" high, no main disconnect, 240/480v, 3000a | EA | 15589
262413001660 | ELECTRICAL | SERVICE AND DISTRIBUTION | SWITCHBOARDS | SB, 90" high, no main disconnect, 240/480v, 4000a | EA | 18485
262416001500 | ELECTRICAL | SERVICE AND DISTRIBUTION | PANELBOARDS | PB, 3 ph, 480/277v, main lugs only, 120a, 30 circuit | EA | 2529
262416001520 | ELECTRICAL | SERVICE AND DISTRIBUTION | PANELBOARDS | PB, 3 ph, 277/480v, 4 wire, flush surf, 225a, 30 circuit | EA | 3952
262416001540 | ELECTRICAL | SERVICE AND DISTRIBUTION | PANELBOARDS | PB, 3 ph, 277/480v, 4 wire, flush surf, 400a, 30 circuit | EA | 5310
262416001560 | ELECTRICAL | SERVICE AND DISTRIBUTION | PANELBOARDS | PB, 3 ph, 277/480v, 4 wire, flush surf, 600a, 42 circuit | EA | 9864
262416002035 | ELECTRICAL | SERVICE AND DISTRIBUTION | PANELBOARDS | PB, 208/120v, main CB, 3 phase, 4 wire, 100a, 12 circuit | EA | 2401
262416002040 | ELECTRICAL | SERVICE AND DISTRIBUTION | PANELBOARDS | PB, 208/120v, main CB, 3 phase, 4 wire, 100a, 20 circuit | EA | 2982
262416002060 | ELECTRICAL | SERVICE AND DISTRIBUTION | PANELBOARDS | PB, 208/120v, main CB, 3 phase, 4 wire, 100a, 30 circuit | EA | 4152
262416002120 | ELECTRICAL | SERVICE AND DISTRIBUTION | PANELBOARDS | PB, 208/120v, main CB, 3 phase, 4 wire, 400a, 30 circuit | EA | 8750
262416002140 | ELECTRICAL | SERVICE AND DISTRIBUTION | PANELBOARDS | PB, 208/120v, main CB, 3 phase, 4 wire, 400a, 42 circuit | EA | 10310
262416002180 | ELECTRICAL | SERVICE AND DISTRIBUTION | PANELBOARDS | PB, 208/120v, main CB, 3 phase, 4 wire, 600a, 42 circuit | EA | 18703
262416002520 | ELECTRICAL | SERVICE AND DISTRIBUTION | PANELBOARDS | PB, 120/208v, flush, 3 ph, 4 wire, main, 100a, 12 circuit | EA | 1853
262416002540 | ELECTRICAL | SERVICE AND DISTRIBUTION | PANELBOARDS | PB, 120/208v, flush, 3 ph, 4 wire, main, 100a, 20 circuit | EA | 2481
262416002560 | ELECTRICAL | SERVICE AND DISTRIBUTION | PANELBOARDS | PB, 120/208v, flush, 3 ph, 4 wire, main, 100a, 30 circuit | EA | 3445
262416002620 | ELECTRICAL | SERVICE AND DISTRIBUTION | PANELBOARDS | PB, 120/208v, flush, 3 ph, 4 wire, main, 400a, 30 circuit | EA | 6834
262416002640 | ELECTRICAL | SERVICE AND DISTRIBUTION | PANELBOARDS | PB, 120/208v, flush, 3 ph, 4 wire, main, 400a, 42 circuit | EA | 9375
262416002680 | ELECTRICAL | SERVICE AND DISTRIBUTION | PANELBOARDS | PB, 120/208v, flush, 3 ph, 4 wire, main, 600a, 42 circuit | EA | 13913
262419000100 | ELECTRICAL | SERVICE AND DISTRIBUTION | MOTOR CONTROLS | Motor gen set, 3 ph, 480/277v, w/controls, 10kw | EA | 15134
262419001020 | ELECTRICAL | SERVICE AND DISTRIBUTION | MOTOR CONTROLS | Motor gen set, 3 ph, 480/277v, w/controls, 15kw | EA | 19195
262419001040 | ELECTRICAL | SERVICE AND DISTRIBUTION | MOTOR CONTROLS | Motor gen set, 3 ph, 480/277v, w/controls, 20kw | EA | 21078
262419001100 | ELECTRICAL | SERVICE AND DISTRIBUTION | MOTOR CONTROLS | Motor gen set, 3 ph, 480/277v, w/controls, 40kw | EA | 28951
262419001180 | ELECTRICAL | SERVICE AND DISTRIBUTION | MOTOR CONTROLS | Motor gen set, 3 ph, 480/277v, w/controls, 100kw | EA | 43627
262419001240 | ELECTRICAL | SERVICE AND DISTRIBUTION | MOTOR CONTROLS | Motor gen set, 3 ph, 480/277v, w/controls, 200kw | EA | 92653
262419001280 | ELECTRICAL | SERVICE AND DISTRIBUTION | MOTOR CONTROLS | Motor gen set, 3 ph, 480/277v, w/controls, 300kw | EA | 114676
262419002020 | ELECTRICAL | SERVICE AND DISTRIBUTION | MOTOR CONTROLS | 2 pole, 230v starter, w/NEMA-1, 1 hp, 9 amp, size 00 | EA | 319
262419002040 | ELECTRICAL | SERVICE AND DISTRIBUTION | MOTOR CONTROLS | 2 pole, 230v starter, w/NEMA-1, 2 hp, 18 amp, size 0 | EA | 345
262419002060 | ELECTRICAL | SERVICE AND DISTRIBUTION | MOTOR CONTROLS | 2 pole, 230v starter, w/NEMA-1, 3 hp, 27 amp, size 1 | EA | 450
262419002080 | ELECTRICAL | SERVICE AND DISTRIBUTION | MOTOR CONTROLS | 2 pole, 230v starter, w/NEMA-1, 5 hp, 45 amp, size 1p | EA | 450
262419002100 | ELECTRICAL | SERVICE AND DISTRIBUTION | MOTOR CONTROLS | 2 pole, 230v starter, w/NEMA-1, 7-1/2 hp, 45a, size 2 | EA | 937
262419002120 | ELECTRICAL | SERVICE AND DISTRIBUTION | MOTOR CONTROLS | 2 pole, 230v starter, w/NEMA-1, 15 hp, 90a, size 3 | EA | 1358
262726800510 | ELECTRICAL | LOW-VOLTAGE DISTRIBUTION EQUIPMENT | RECEPTACLES | Contractor grade duplex receptacles, 15a 120v | EA | 23.18
262726801000 | ELECTRICAL | LOW-VOLTAGE DISTRIBUTION EQUIPMENT | RECEPTACLES | 125 volt, 20a, duplex, ground type, std grade, ivory | EA | 38.28
262726801040 | ELECTRICAL | LOW-VOLTAGE DISTRIBUTION EQUIPMENT | RECEPTACLES | 125 volt, 20a, duplex, ground type, GFI | EA | 87.52
262726801520 | ELECTRICAL | LOW-VOLTAGE DISTRIBUTION EQUIPMENT | RECEPTACLES | 250 volt, 20a, 2 pole, single recept, ground type | EA | 50.05
262726801560 | ELECTRICAL | LOW-VOLTAGE DISTRIBUTION EQUIPMENT | RECEPTACLES | 120/208v, 4 pole, single receptacle, twist lock, 20a | EA | 70.93
262726801580 | ELECTRICAL | LOW-VOLTAGE DISTRIBUTION EQUIPMENT | RECEPTACLES | 120/208v, 4 pole, single receptacle, twist lock, 50a | EA | 102
262726801600 | ELECTRICAL | LOW-VOLTAGE DISTRIBUTION EQUIPMENT | RECEPTACLES | 125/250v, 3 pole, flush receptacle, 30a | EA | 66.06
262726801620 | ELECTRICAL | LOW-VOLTAGE DISTRIBUTION EQUIPMENT | RECEPTACLES | 125/250v, 3 pole, flush receptacle, 50a | EA | 74.24
262726801640 | ELECTRICAL | LOW-VOLTAGE DISTRIBUTION EQUIPMENT | RECEPTACLES | 125/250v, 3 pole, flush receptacle, 60a | EA | 149
262726801660 | ELECTRICAL | LOW-VOLTAGE DISTRIBUTION EQUIPMENT | RECEPTACLES | 277 volt, 20a, 2 pole, brown sngl, gr type, twist lock | EA | 39.84
262726802020 | ELECTRICAL | LOW-VOLTAGE DISTRIBUTION EQUIPMENT | RECEPTACLES | Dryer receptacle, 250v, 30a/50a, 3 wire | EA | 57.16
262726802040 | ELECTRICAL | LOW-VOLTAGE DISTRIBUTION EQUIPMENT | RECEPTACLES | Clock receptacle, 2 pole, ground type | EA | 38.28
262726803010 | ELECTRICAL | LOW-VOLTAGE DISTRIBUTION EQUIPMENT | RECEPTACLES | 125v, 20a single recept, gr type, std grade, ivory | EA | 39.76
262726803020 | ELECTRICAL | LOW-VOLTAGE DISTRIBUTION EQUIPMENT | RECEPTACLES | 125v, 20a single recept, gr type, std grade, spec | EA | 43.64
262726803030 | ELECTRICAL | LOW-VOLTAGE DISTRIBUTION EQUIPMENT | RECEPTACLES | 125v, 20a single recept, gr type, std grade, hospital | EA | 44.56
262726803040 | ELECTRICAL | LOW-VOLTAGE DISTRIBUTION EQUIPMENT | RECEPTACLES | 125v, 20a single recept, gr, std, isolated gr orange | EA | 106
262726803050 | ELECTRICAL | LOW-VOLTAGE DISTRIBUTION EQUIPMENT | RECEPTACLES | 125v, 20a single recept, gr, dupl spec, ivory | EA | 39.76
262726803060 | ELECTRICAL | LOW-VOLTAGE DISTRIBUTION EQUIPMENT | RECEPTACLES | 125v, 20a single recept, gr, dupl spec, hospital | EA | 59.75
262726803070 | ELECTRICAL | LOW-VOLTAGE DISTRIBUTION EQUIPMENT | RECEPTACLES | 125v, 20a single recept, gr, dupl spec, gr orange | EA | 106
262726803100 | ELECTRICAL | LOW-VOLTAGE DISTRIBUTION EQUIPMENT | RECEPTACLES | GFI hospital grade recepts, 20a, 125v, duplex gray | EA | 116
262813001010 | ELECTRICAL | LOW-VOLTAGE CIRCUIT PROTECTIVE DEVICES | FUSES | Fuse, one-time, 250v, 30a | EA | 9.45
262813001020 | ELECTRICAL | LOW-VOLTAGE CIRCUIT PROTECTIVE DEVICES | FUSES | Fuse, one-time, 250v, 60a | EA | 12.37
262813001040 | ELECTRICAL | LOW-VOLTAGE CIRCUIT PROTECTIVE DEVICES | FUSES | Fuse, one-time, 250v, 100a | EA | 35.12
262813001060 | ELECTRICAL | LOW-VOLTAGE CIRCUIT PROTECTIVE DEVICES | FUSES | Fuse, one-time, 250v, 200a | EA | 77.65
262813001080 | ELECTRICAL | LOW-VOLTAGE CIRCUIT PROTECTIVE DEVICES | FUSES | Fuse, one-time, 250v, 400a | EA | 168
262813001100 | ELECTRICAL | LOW-VOLTAGE CIRCUIT PROTECTIVE DEVICES | FUSES | Fuse, one-time, 250v, 600a | EA | 284
262813001140 | ELECTRICAL | LOW-VOLTAGE CIRCUIT PROTECTIVE DEVICES | FUSES | Fuse, one-time, 600v, 30a | EA | 26.57
262813001160 | ELECTRICAL | LOW-VOLTAGE CIRCUIT PROTECTIVE DEVICES | FUSES | Fuse, one-time, 600v, 60a | EA | 39.17
262813001180 | ELECTRICAL | LOW-VOLTAGE CIRCUIT PROTECTIVE DEVICES | FUSES | Fuse, one-time, 600v, 100a | EA | 69.3
262813001200 | ELECTRICAL | LOW-VOLTAGE CIRCUIT PROTECTIVE DEVICES | FUSES | Fuse, one-time, 600v, 200a | EA | 176
262813001220 | ELECTRICAL | LOW-VOLTAGE CIRCUIT PROTECTIVE DEVICES | FUSES | Fuse, one-time, 600v, 400a | EA | 363
262816101000 | ELECTRICAL | LOW-VOLTAGE CIRCUIT PROTECTIVE DEVICES | CIRCUIT BREAKERS | CB, molded case, 240v, 15-60a, bolt-on, 1 pole | EA | 62.72
262816101060 | ELECTRICAL | LOW-VOLTAGE CIRCUIT PROTECTIVE DEVICES | CIRCUIT BREAKERS | CB, molded case, 240v, 15-60a, bolt-on, 2 pole | EA | 114
262816101080 | ELECTRICAL | LOW-VOLTAGE CIRCUIT PROTECTIVE DEVICES | CIRCUIT BREAKERS | CB, molded case, 240v, 70-100a, bolt-on, 2 pole | EA | 279
262816101100 | ELECTRICAL | LOW-VOLTAGE CIRCUIT PROTECTIVE DEVICES | CIRCUIT BREAKERS | CB, molded case, 240v, 15-60a, bolt-on, 3 pole | EA | 312
262816101120 | ELECTRICAL | LOW-VOLTAGE CIRCUIT PROTECTIVE DEVICES | CIRCUIT BREAKERS | CB, molded case, 240v, 70-100a, bolt-on, 3 pole | EA | 511
262816102000 | ELECTRICAL | LOW-VOLTAGE CIRCUIT PROTECTIVE DEVICES | CIRCUIT BREAKERS | CB, molded case, 480v, 2 pole, 15-60a | EA | 594
262816102080 | ELECTRICAL | LOW-VOLTAGE CIRCUIT PROTECTIVE DEVICES | CIRCUIT BREAKERS | CB, molded case, 480v, 2 pole, 70-100a | EA | 766
262816102100 | ELECTRICAL | LOW-VOLTAGE CIRCUIT PROTECTIVE DEVICES | CIRCUIT BREAKERS | CB, molded case, 480v, 3 pole, 15-60a | EA | 766
262816102120 | ELECTRICAL | LOW-VOLTAGE CIRCUIT PROTECTIVE DEVICES | CIRCUIT BREAKERS | CB, molded case, 480v, 3 pole, 70-100a | EA | 904
262816102140 | ELECTRICAL | LOW-VOLTAGE CIRCUIT PROTECTIVE DEVICES | CIRCUIT BREAKERS | CB, molded case, 480v, 3 pole, 70-225a | EA | 1834
262816105010 | ELECTRICAL | LOW-VOLTAGE CIRCUIT PROTECTIVE DEVICES | CIRCUIT BREAKERS | Load center CB, 240v, 1 pole, 10-60a | EA | 58.66
262816105020 | ELECTRICAL | LOW-VOLTAGE CIRCUIT PROTECTIVE DEVICES | CIRCUIT BREAKERS | Load center CB, 240v, 2 pole, 10-60a | EA | 108
262816105030 | ELECTRICAL | LOW-VOLTAGE CIRCUIT PROTECTIVE DEVICES | CIRCUIT BREAKERS | Load center CB, 240v, 2 pole, 70-100a | EA | 267
262816105040 | ELECTRICAL | LOW-VOLTAGE CIRCUIT PROTECTIVE DEVICES | CIRCUIT BREAKERS | Load center CB, 240v, 2 pole, 110-150a | EA | 500
262816105050 | ELECTRICAL | LOW-VOLTAGE CIRCUIT PROTECTIVE DEVICES | CIRCUIT BREAKERS | Load center CB, 240v, 3 pole, 10-60a | EA | 241
262816105060 | ELECTRICAL | LOW-VOLTAGE CIRCUIT PROTECTIVE DEVICES | CIRCUIT BREAKERS | Load center CB, 240v, 3 pole, 70-100a | EA | 358
262816105070 | ELECTRICAL | LOW-VOLTAGE CIRCUIT PROTECTIVE DEVICES | CIRCUIT BREAKERS | Load center, GFI CB, 240v, 1 pole, 15-30a | EA | 276
262816105080 | ELECTRICAL | LOW-VOLTAGE CIRCUIT PROTECTIVE DEVICES | CIRCUIT BREAKERS | Load center, GFI CB, 240v, 2 pole, 15-30a | EA | 475
262816105090 | ELECTRICAL | LOW-VOLTAGE CIRCUIT PROTECTIVE DEVICES | CIRCUIT BREAKERS | Load center CB, key operated, 240v, 1 pole, 10-30a | EA | 185
262816105100 | ELECTRICAL | LOW-VOLTAGE CIRCUIT PROTECTIVE DEVICES | CIRCUIT BREAKERS | Load center, tandem CB, 240v, 1 pole, 15-30a | EA | 95.19
262816105110 | ELECTRICAL | LOW-VOLTAGE CIRCUIT PROTECTIVE DEVICES | CIRCUIT BREAKERS | Load center, tandem CB, 240v, 2 pole, 15-30a | EA | 154
262816105120 | ELECTRICAL | LOW-VOLTAGE CIRCUIT PROTECTIVE DEVICES | CIRCUIT BREAKERS | Bolt-on, GFI CB, 240v, 1 pole, 15-30a | EA | 262
262816401100 | ELECTRICAL | LOW-VOLTAGE CIRCUIT PROTECTIVE DEVICES | SWITCHES | Switches, fused interrupter load, 35kv, 20a, 1 pole | EA | 41439
262816401120 | ELECTRICAL | LOW-VOLTAGE CIRCUIT PROTECTIVE DEVICES | SWITCHES | Switches, fused interrupter load, 35kv, 20a, 2 pole | EA | 44858
262816401260 | ELECTRICAL | LOW-VOLTAGE CIRCUIT PROTECTIVE DEVICES | SWITCHES | Weatherproof switch, incl box & cover, 20a, 1 pole | EA | 44734
262816401280 | ELECTRICAL | LOW-VOLTAGE CIRCUIT PROTECTIVE DEVICES | SWITCHES | Weatherproof switch, incl box & cover, 20a, 2 pole | EA | 48171
262816405180 | ELECTRICAL | LOW-VOLTAGE CIRCUIT PROTECTIVE DEVICES | SWITCHES | Spec grade toggle switches, 20a, 120-277v, 1 pole | EA | 29.25
262816405190 | ELECTRICAL | LOW-VOLTAGE CIRCUIT PROTECTIVE DEVICES | SWITCHES | Spec grade toggle switches, 20a, 120-277v, 2 pole | EA | 51.06
262816405200 | ELECTRICAL | LOW-VOLTAGE CIRCUIT PROTECTIVE DEVICES | SWITCHES | Spec grade toggle switches, 20a, 120-277v, 3 way | EA | 47.92
262816405210 | ELECTRICAL | LOW-VOLTAGE CIRCUIT PROTECTIVE DEVICES | SWITCHES | Spec grade toggle switches, 20a, 120-277v, 4 way | EA | 97.16
262816405510 | ELECTRICAL | LOW-VOLTAGE CIRCUIT PROTECTIVE DEVICES | SWITCHES | Switch plates, plastic ivory, 1 gang | EA | 9.25
262816405520 | ELECTRICAL | LOW-VOLTAGE CIRCUIT PROTECTIVE DEVICES | SWITCHES | Switch plates, plastic ivory, 2 gang | EA | 12.58
262816405530 | ELECTRICAL | LOW-VOLTAGE CIRCUIT PROTECTIVE DEVICES | SWITCHES | Switch plates, plastic ivory, 3 gang | EA | 15.82
262816405540 | ELECTRICAL | LOW-VOLTAGE CIRCUIT PROTECTIVE DEVICES | SWITCHES | Switch plates, plastic ivory, 4 gang | EA | 23.82
262816405550 | ELECTRICAL | LOW-VOLTAGE CIRCUIT PROTECTIVE DEVICES | SWITCHES | Switch plates, plastic ivory, 5 gang | EA | 25.73
262816405560 | ELECTRICAL | LOW-VOLTAGE CIRCUIT PROTECTIVE DEVICES | SWITCHES | Switch plates, plastic ivory, 6 gang | EA | 29.63
262816405570 | ELECTRICAL | LOW-VOLTAGE CIRCUIT PROTECTIVE DEVICES | SWITCHES | Stainless steel, 1 gang | EA | 16.13
262816405580 | ELECTRICAL | LOW-VOLTAGE CIRCUIT PROTECTIVE DEVICES | SWITCHES | Switch plates, stainless steel, 2 gang | EA | 21.25
262816405590 | ELECTRICAL | LOW-VOLTAGE CIRCUIT PROTECTIVE DEVICES | SWITCHES | Switch plates, stainless steel, 3 gang | EA | 29.45
262816405600 | ELECTRICAL | LOW-VOLTAGE CIRCUIT PROTECTIVE DEVICES | SWITCHES | Switch plates, stainless steel, 4 gang | EA | 43.59
262816405610 | ELECTRICAL | LOW-VOLTAGE CIRCUIT PROTECTIVE DEVICES | SWITCHES | Switch plates, stainless steel, 5 gang | EA | 50.11
262816405620 | ELECTRICAL | LOW-VOLTAGE CIRCUIT PROTECTIVE DEVICES | SWITCHES | Switch plates, stainless steel, 6 gang | EA | 60.51
262816405630 | ELECTRICAL | LOW-VOLTAGE CIRCUIT PROTECTIVE DEVICES | SWITCHES | Switch plates, brass, 1 gang | EA | 22.88
262816405640 | ELECTRICAL | LOW-VOLTAGE CIRCUIT PROTECTIVE DEVICES | SWITCHES | Switch plates, brass, 2 gang | EA | 41.67
262816405650 | ELECTRICAL | LOW-VOLTAGE CIRCUIT PROTECTIVE DEVICES | SWITCHES | Switch plates, brass, 3 gang | EA | 61.15
262816405660 | ELECTRICAL | LOW-VOLTAGE CIRCUIT PROTECTIVE DEVICES | SWITCHES | Switch plates, brass, 4 gang | EA | 70.68
262816405670 | ELECTRICAL | LOW-VOLTAGE CIRCUIT PROTECTIVE DEVICES | SWITCHES | Switch plates, brass, 5 gang | EA | 85.47
262816405680 | ELECTRICAL | LOW-VOLTAGE CIRCUIT PROTECTIVE DEVICES | SWITCHES | Switch plates, brass, 6 gang | EA | 102
262816601010 | ELECTRICAL | LOW-VOLTAGE CIRCUIT PROTECTIVE DEVICES | SAFETY SWITCHES | SS, fused, 3 phase, 600v, heavy duty, 30 amp, NEMA 1 | EA | 483
262816601020 | ELECTRICAL | LOW-VOLTAGE CIRCUIT PROTECTIVE DEVICES | SAFETY SWITCHES | SS, fused, 3 phase, 600v, heavy duty, 30 amp, NEMA 3r | EA | 946
262816601040 | ELECTRICAL | LOW-VOLTAGE CIRCUIT PROTECTIVE DEVICES | SAFETY SWITCHES | SS, fused, 3 phase, 600v, heavy duty, 30 amp, NEMA 4 | EA | 2480
262816601060 | ELECTRICAL | LOW-VOLTAGE CIRCUIT PROTECTIVE DEVICES | SAFETY SWITCHES | SS, fused, 3 phase, 600v, heavy duty, 30 amp, NEMA 12 | EA | 919
262816601080 | ELECTRICAL | LOW-VOLTAGE CIRCUIT PROTECTIVE DEVICES | SAFETY SWITCHES | SS, fused, 3 phase, 600v, heavy duty, 60 amp, NEMA 1 | EA | 631
262816601100 | ELECTRICAL | LOW-VOLTAGE CIRCUIT PROTECTIVE DEVICES | SAFETY SWITCHES | SS, fused, 3 phase, 600v, heavy duty, 60 amp, NEMA 3r | EA | 1093
262816601120 | ELECTRICAL | LOW-VOLTAGE CIRCUIT PROTECTIVE DEVICES | SAFETY SWITCHES | SS, fused, 3 phase, 600v, heavy duty, 60 amp, NEMA 4 | EA | 2716
262816601140 | ELECTRICAL | LOW-VOLTAGE CIRCUIT PROTECTIVE DEVICES | SAFETY SWITCHES | SS, fused, 3 phase, 600v, heavy duty, 60 amp, NEMA 12 | EA | 1057
262816601160 | ELECTRICAL | LOW-VOLTAGE CIRCUIT PROTECTIVE DEVICES | SAFETY SWITCHES | SS, fused, 3 phase, 600v, heavy duty, 100 amp, NEMA 1 | EA | 1047
262816601200 | ELECTRICAL | LOW-VOLTAGE CIRCUIT PROTECTIVE DEVICES | SAFETY SWITCHES | SS, fused, 3 phase, 600v, heavy duty, 100 amp, NEMA 3r | EA | 1697
262816601220 | ELECTRICAL | LOW-VOLTAGE CIRCUIT PROTECTIVE DEVICES | SAFETY SWITCHES | SS, fused, 3 phase, 600v, heavy duty, 100 amp, NEMA 4 | EA | 5632
262816601240 | ELECTRICAL | LOW-VOLTAGE CIRCUIT PROTECTIVE DEVICES | SAFETY SWITCHES | SS, fused, 3 phase, 600v, heavy duty, 100 amp, NEMA 12 | EA | 1579
262816601260 | ELECTRICAL | LOW-VOLTAGE CIRCUIT PROTECTIVE DEVICES | SAFETY SWITCHES | SS, fused, 3 phase, 600v, heavy duty, 200 amp, NEMA 1 | EA | 1550
262816601280 | ELECTRICAL | LOW-VOLTAGE CIRCUIT PROTECTIVE DEVICES | SAFETY SWITCHES | SS, fused, 3 phase, 600v, heavy duty, 200 amp, NEMA 3r | EA | 2357
262816601300 | ELECTRICAL | LOW-VOLTAGE CIRCUIT PROTECTIVE DEVICES | SAFETY SWITCHES | SS, fused, 3 phase, 600v, heavy duty, 200 amp, NEMA 4 | EA | 7413
262816601320 | ELECTRICAL | LOW-VOLTAGE CIRCUIT PROTECTIVE DEVICES | SAFETY SWITCHES | SS, fused, 3 phase, 600v, heavy duty, 200 amp, NEMA 12 | EA | 2311
262816602020 | ELECTRICAL | LOW-VOLTAGE CIRCUIT PROTECTIVE DEVICES | SAFETY SWITCHES | SS, non-fused, 240-600v, hd, 3 phase, 30 amp, NEMA 1 | EA | 375
262816602040 | ELECTRICAL | LOW-VOLTAGE CIRCUIT PROTECTIVE DEVICES | SAFETY SWITCHES | SS, non-fused, 240-600v, hd, 3 phase, 30 amp, NEMA 3r | EA | 532
262816602060 | ELECTRICAL | LOW-VOLTAGE CIRCUIT PROTECTIVE DEVICES | SAFETY SWITCHES | SS, non-fused, 240-600v, hd, 3 phase, 30 amp, NEMA 4 | EA | 1815
262816602080 | ELECTRICAL | LOW-VOLTAGE CIRCUIT PROTECTIVE DEVICES | SAFETY SWITCHES | SS, non-fused, 240-600v, hd, 3 phase, 30 amp, NEMA 12 | EA | 673
262816602100 | ELECTRICAL | LOW-VOLTAGE CIRCUIT PROTECTIVE DEVICES | SAFETY SWITCHES | SS, non-fused, 240-600v, hd, 3 phase, 60 amp, NEMA 1 | EA | 462
262816602120 | ELECTRICAL | LOW-VOLTAGE CIRCUIT PROTECTIVE DEVICES | SAFETY SWITCHES | SS, non-fused, 240-600v, hd, 3 phase, 60 amp, NEMA 3r | EA | 739
262816602140 | ELECTRICAL | LOW-VOLTAGE CIRCUIT PROTECTIVE DEVICES | SAFETY SWITCHES | SS, non-fused, 240-600v, hd, 3 phase, 60 amp, NEMA 4 | EA | 1953
262816602160 | ELECTRICAL | LOW-VOLTAGE CIRCUIT PROTECTIVE DEVICES | SAFETY SWITCHES | SS, non-fused, 240-600v, hd, 3 phase, 60 amp, NEMA 12 | EA | 772
262816602180 | ELECTRICAL | LOW-VOLTAGE CIRCUIT PROTECTIVE DEVICES | SAFETY SWITCHES | SS, non-fused, 240-600v, hd, 3 phase, 100 amp, NEMA 1 | EA | 732
262816602200 | ELECTRICAL | LOW-VOLTAGE CIRCUIT PROTECTIVE DEVICES | SAFETY SWITCHES | SS, non-fused, 240-600v, hd, 3 phase, 100 amp, NEMA 3r | EA | 1047
262816602220 | ELECTRICAL | LOW-VOLTAGE CIRCUIT PROTECTIVE DEVICES | SAFETY SWITCHES | SS, non-fused, 240-600v, hd, 3 phase, 100 amp, NEMA 4 | EA | 3843
262816602240 | ELECTRICAL | LOW-VOLTAGE CIRCUIT PROTECTIVE DEVICES | SAFETY SWITCHES | SS, non-fused, 240-600v, hd, 3 phase, 100 amp, NEMA 12 | EA | 1097
262816602260 | ELECTRICAL | LOW-VOLTAGE CIRCUIT PROTECTIVE DEVICES | SAFETY SWITCHES | SS, non-fused, 240-600v, hd, 3 phase, 200 amp, NEMA 1 | EA | 1107
262816602680 | ELECTRICAL | LOW-VOLTAGE CIRCUIT PROTECTIVE DEVICES | SAFETY SWITCHES | SS, non-fused, 240-600v, hd, 3 phase, 600 amp, NEMA 12 | EA | 5996
262816801000 | ELECTRICAL | LOW-VOLTAGE CIRCUIT PROTECTIVE DEVICES | SAFETY SWITCHES | Safety switch, 600v, 3 pole, heavy duty, NEMA-1, 30a | EA | 419
262816801020 | ELECTRICAL | LOW-VOLTAGE CIRCUIT PROTECTIVE DEVICES | SAFETY SWITCHES | Safety switch, 600v, 3 pole, heavy duty, NEMA-1, 60a | EA | 539
262816801040 | ELECTRICAL | LOW-VOLTAGE CIRCUIT PROTECTIVE DEVICES | SAFETY SWITCHES | Safety switch, 600v, 3 pole, heavy duty, NEMA-1, 100a | EA | 971
262816801100 | ELECTRICAL | LOW-VOLTAGE CIRCUIT PROTECTIVE DEVICES | SAFETY SWITCHES | Safety switch, 600v, 3 pole, heavy duty, NEMA-1, 200a | EA | 1520
262816801120 | ELECTRICAL | LOW-VOLTAGE CIRCUIT PROTECTIVE DEVICES | SAFETY SWITCHES | Safety switch, 600v, 3 pole, heavy duty, NEMA-1, 400a | EA | 3812
262816801140 | ELECTRICAL | LOW-VOLTAGE CIRCUIT PROTECTIVE DEVICES | SAFETY SWITCHES | Safety switch, 600v, 3 pole, heavy duty, NEMA-1, 600a | EA | 6590
262816801160 | ELECTRICAL | LOW-VOLTAGE CIRCUIT PROTECTIVE DEVICES | SAFETY SWITCHES | Safety switch, 600v, 3 pole, heavy duty, NEMA-1, 800a | EA | 14132
262816801200 | ELECTRICAL | LOW-VOLTAGE CIRCUIT PROTECTIVE DEVICES | SAFETY SWITCHES | Safety switch, 600v, 3 pole, heavy duty, NEMA-1, 1200a | EA | 17673
262816901000 | ELECTRICAL | LOW-VOLTAGE CIRCUIT PROTECTIVE DEVICES | TRANSFER SWITCHES | Automatic transfer switch 600 v, 3 pole, 30a | EA | 3436
262816901040 | ELECTRICAL | LOW-VOLTAGE CIRCUIT PROTECTIVE DEVICES | TRANSFER SWITCHES | Automatic transfer switch 600 v, 3 pole, 100a | EA | 4564
262816901140 | ELECTRICAL | LOW-VOLTAGE CIRCUIT PROTECTIVE DEVICES | TRANSFER SWITCHES | Automatic transfer switch 600 v, 3 pole, 400a | EA | 10229
262816901180 | ELECTRICAL | LOW-VOLTAGE CIRCUIT PROTECTIVE DEVICES | TRANSFER SWITCHES | Automatic transfer switch 600 v, 3 pole, 800a | EA | 18807
262816901220 | ELECTRICAL | LOW-VOLTAGE CIRCUIT PROTECTIVE DEVICES | TRANSFER SWITCHES | Automatic transfer switch 600 v, 3 pole, 1200a | EA | 30253
262816901280 | ELECTRICAL | LOW-VOLTAGE CIRCUIT PROTECTIVE DEVICES | TRANSFER SWITCHES | Automatic transfer switch 600 v, 3 pole, 2600a | EA | 77421
263200101040 | ELECTRICAL | POWER GENERATION | GENERATORS | Diesel generator, w/auto transfer switch, 50kw | EA | 52955
263200101220 | ELECTRICAL | POWER GENERATION | GENERATORS | Diesel generator, w/auto transfer switch, 125kw | EA | 80127
263200101320 | ELECTRICAL | POWER GENERATION | GENERATORS | Diesel generator, w/auto transfer switch, 300kw | EA | 133128
263200101500 | ELECTRICAL | POWER GENERATION | GENERATORS | Diesel generator, w/auto transfer switch, 750kw | EA | 378620
263353001010 | ELECTRICAL | BATTERY EQUIPMENT | UNINTERRUPTIBLE POWER | Uninterruptible power systems, (U.P.S.) | EA | 12460
263353001020 | ELECTRICAL | BATTERY EQUIPMENT | UNINTERRUPTIBLE POWER | Uninterruptible power systems, (U.P.S.), 5 kva | EA | 14189
263353001030 | ELECTRICAL | BATTERY EQUIPMENT | UNINTERRUPTIBLE POWER | Uninterruptible power systems, (U.P.S.), 7.5 kva | EA | 17313
263353001040 | ELECTRICAL | BATTERY EQUIPMENT | UNINTERRUPTIBLE POWER | Uninterruptible power systems, (U.P.S.), 10 kva | EA | 21849
263353001050 | ELECTRICAL | BATTERY EQUIPMENT | UNINTERRUPTIBLE POWER | Uninterruptible power systems, (U.P.S.), 15 kva | EA | 25854
263353001060 | ELECTRICAL | BATTERY EQUIPMENT | UNINTERRUPTIBLE POWER | Uninterruptible power systems, (U.P.S.), 20 kva | EA | 35105
263353001070 | ELECTRICAL | BATTERY EQUIPMENT | UNINTERRUPTIBLE POWER | Uninterruptible power systems, (U.P.S.), 25 kva | EA | 44336
263353001080 | ELECTRICAL | BATTERY EQUIPMENT | UNINTERRUPTIBLE POWER | Uninterruptible power systems, (U.P.S.), 30 kva | EA | 45739
263353001090 | ELECTRICAL | BATTERY EQUIPMENT | UNINTERRUPTIBLE POWER | Uninterruptible power systems, (U.P.S.), 35 kva | EA | 48461
263353001100 | ELECTRICAL | BATTERY EQUIPMENT | UNINTERRUPTIBLE POWER | Uninterruptible power systems, (U.P.S.), 40 kva | EA | 52473
263353001110 | ELECTRICAL | BATTERY EQUIPMENT | UNINTERRUPTIBLE POWER | Uninterruptible power systems, (U.P.S.), 45 kva | EA | 55182
263353001120 | ELECTRICAL | BATTERY EQUIPMENT | UNINTERRUPTIBLE POWER | Uninterruptible power systems, (U.P.S.), 50 kva | EA | 59197
263353001130 | ELECTRICAL | BATTERY EQUIPMENT | UNINTERRUPTIBLE POWER | Uninterruptible power systems, (U.P.S.), 62.5 kva | EA | 69841
263353001140 | ELECTRICAL | BATTERY EQUIPMENT | UNINTERRUPTIBLE POWER | Uninterruptible power systems, (U.P.S.), 75 kva | EA | 80577
263353001150 | ELECTRICAL | BATTERY EQUIPMENT | UNINTERRUPTIBLE POWER | Uninterruptible power systems, (U.P.S.), 100 kva | EA | 106778
263353001160 | ELECTRICAL | BATTERY EQUIPMENT | UNINTERRUPTIBLE POWER | Uninterruptible power systems, (U.P.S.), 150 kva | EA | 161705
263353001170 | ELECTRICAL | BATTERY EQUIPMENT | UNINTERRUPTIBLE POWER | Uninterruptible power systems, (U.P.S.), 200 kva | EA | 214408
263353001180 | ELECTRICAL | BATTERY EQUIPMENT | UNINTERRUPTIBLE POWER | Uninterruptible power systems, (U.P.S.), 300 kva | EA | 320775
263353001190 | ELECTRICAL | BATTERY EQUIPMENT | UNINTERRUPTIBLE POWER | Uninterruptible power systems, (U.P.S.), 400 kva | EA | 477596
263353001200 | ELECTRICAL | BATTERY EQUIPMENT | UNINTERRUPTIBLE POWER | Uninterruptible power systems, (U.P.S.), 500 kva | EA | 596706
264113001000 | ELECTRICAL | FACILITY LIGHTNING PROTECTION | LIGHTNING PROTECTION | Lightning protecn, copper pnt, nickel plt, 12', 1/2"D | EA | 173
264113001020 | ELECTRICAL | FACILITY LIGHTNING PROTECTION | LIGHTNING PROTECTION | Lightning protecn, copper pnt, nickel plt, 12', 5/8"D | EA | 182
265110100015 | ELECTRICAL | LIGHTING | INTERIOR LIGHTING | Recessed fluorescent fixtures, 2'x2', 2 lamp | EA | 186
265110100020 | ELECTRICAL | LIGHTING | INTERIOR LIGHTING | Recessed fluorescent fixtures, 2'x2', 4 lamp | EA | 224
265110100030 | ELECTRICAL | LIGHTING | INTERIOR LIGHTING | Recessed fluorescent fixtures, 2'x2', 2 lamp w/flang | EA | 242
265110100040 | ELECTRICAL | LIGHTING | INTERIOR LIGHTING | Recessed fluorescent fixtures, 2'x2', 4 lamp w/flang | EA | 273
265110100050 | ELECTRICAL | LIGHTING | INTERIOR LIGHTING | Recessed fluorescent fixtures, 1'x4', 2 lamp | EA | 181
265110100060 | ELECTRICAL | LIGHTING | INTERIOR LIGHTING | Recessed fluorescent fixtures, 1'x4', 3 lamp | EA | 223
265110100070 | ELECTRICAL | LIGHTING | INTERIOR LIGHTING | Recessed fluorescent fixtures, 1'x4', 2 lamp w/flang | EA | 214
265110100080 | ELECTRICAL | LIGHTING | INTERIOR LIGHTING | Recessed fluorescent fixtures, 1'x4', 3 lamp w/flang | EA | 260
265110100090 | ELECTRICAL | LIGHTING | INTERIOR LIGHTING | Recessed fluorescent fixtures, 2'x4', 2 lamp | EA | 214
265110100100 | ELECTRICAL | LIGHTING | INTERIOR LIGHTING | Recessed fluorescent fixtures, 2'x4', 3 lamp | EA | 244
265110100110 | ELECTRICAL | LIGHTING | INTERIOR LIGHTING | Recessed fluorescent fixtures, 2'x4', 4 lamp | EA | 229
265110100120 | ELECTRICAL | LIGHTING | INTERIOR LIGHTING | Recessed fluorescent fixtures, 2'x4', 2 lamp w/flang | EA | 273
265110100130 | ELECTRICAL | LIGHTING | INTERIOR LIGHTING | Recessed fluorescent fixtures, 2'x4', 3 lamp w/flang | EA | 288
265110100131 | ELECTRICAL | LIGHTING | INTERIOR LIGHTING | Recessed fluorescent fixtures, 2'x4', 4 lamp w/flang | EA | 282
265110100133 | ELECTRICAL | LIGHTING | INTERIOR LIGHTING | Recessed fluorescent fixtures, 4'x4', 4 lamp | EA | 639
265110100134 | ELECTRICAL | LIGHTING | INTERIOR LIGHTING | Recessed fluorescent fixtures, 4'x4', 6 lamp | EA | 736
265110100135 | ELECTRICAL | LIGHTING | INTERIOR LIGHTING | Recessed fluorescent fixtures, 4'x4', 8 lamp | EA | 784
265110100136 | ELECTRICAL | LIGHTING | INTERIOR LIGHTING | Recessed fluorescent fixtures, 4'x4', 4 lamp w/flang | EA | 818
265110100137 | ELECTRICAL | LIGHTING | INTERIOR LIGHTING | Recessed fluorescent fixtures, 4'x4', 6 lamp w/flang | EA | 973
265110100138 | ELECTRICAL | LIGHTING | INTERIOR LIGHTING | Recessed fluorescent fixtures, 4'x4', 8 lamp, w/flan | EA | 1071
265110100140 | ELECTRICAL | LIGHTING | INTERIOR LIGHTING | Recessed fluorescent fixtures, 2'x4', 4 lamp w/flang | EA | 288
265110100142 | ELECTRICAL | LIGHTING | INTERIOR LIGHTING | Recessed LED fixtures, Prismatic, 1'x2' | EA | 221
265110100143 | ELECTRICAL | LIGHTING | INTERIOR LIGHTING | Recessed LED fixtures, Prismatic, 1'x4' | EA | 232
265110100144 | ELECTRICAL | LIGHTING | INTERIOR LIGHTING | Recessed LED fixtures, Prismatic, 2'x2' | EA | 247
265110100147 | ELECTRICAL | LIGHTING | INTERIOR LIGHTING | Recessed LED fixtures, Volumetric, 1'x2' | EA | 237
265110100148 | ELECTRICAL | LIGHTING | INTERIOR LIGHTING | Recessed LED fixtures, Volumetric, 1'x4' | EA | 248
265110100149 | ELECTRICAL | LIGHTING | INTERIOR LIGHTING | Recessed LED fixtures, Volumetric, 2'x2' | EA | 264
265110100150 | ELECTRICAL | LIGHTING | INTERIOR LIGHTING | Recessed fluorescent fixtures, 4'x4', 4 lamp | EA | 657
265110100151 | ELECTRICAL | LIGHTING | INTERIOR LIGHTING | Recessed LED fixtures, Volumetric, 2'x4' | EA | 297
265110100153 | ELECTRICAL | LIGHTING | INTERIOR LIGHTING | Recessed LED fixtures, Architectural, 1'x2' | EA | 254
265110100154 | ELECTRICAL | LIGHTING | INTERIOR LIGHTING | Recessed LED fixtures, Architectural, 1'x4' | EA | 276
265110100155 | ELECTRICAL | LIGHTING | INTERIOR LIGHTING | Recessed LED fixtures, Architectural, 2'x2' | EA | 291
265110100156 | ELECTRICAL | LIGHTING | INTERIOR LIGHTING | Recessed LED fixtures, Architectural, 2'x4' | EA | 324
265110100162 | ELECTRICAL | LIGHTING | INTERIOR LIGHTING | Low bay light fixtures, LED,4' long, min. | EA | 248
265110100163 | ELECTRICAL | LIGHTING | INTERIOR LIGHTING | Low bay light fixtures, LED, 4' long, max. | EA | 379
265110100164 | ELECTRICAL | LIGHTING | INTERIOR LIGHTING | Low bay light fixtures, LED, 8' long, min. | EA | 281
265110100165 | ELECTRICAL | LIGHTING | INTERIOR LIGHTING | Low bay light fixtures, LED, 8' long, max. | EA | 407
265110100171 | ELECTRICAL | LIGHTING | INTERIOR LIGHTING | LED strip lights, avg. | EA | 248
265110100172 | ELECTRICAL | LIGHTING | INTERIOR LIGHTING | LED strip lights, max. | EA | 359
265110100173 | ELECTRICAL | LIGHTING | INTERIOR LIGHTING | LED strip lights, Add for power source/driver | EA | 214
265110100210 | ELECTRICAL | LIGHTING | INTERIOR LIGHTING | Surface mounted incandescent fixtures, 40w | EA | 236
265110100220 | ELECTRICAL | LIGHTING | INTERIOR LIGHTING | Surface mounted incandescent fixtures, 75w | EA | 240
265110100230 | ELECTRICAL | LIGHTING | INTERIOR LIGHTING | Surface mounted incandescent fixtures, 100w | EA | 258
265110100240 | ELECTRICAL | LIGHTING | INTERIOR LIGHTING | Surface mounted incandescent fixtures, 150w | EA | 319
265110100241 | ELECTRICAL | LIGHTING | INTERIOR LIGHTING | Pendant light, LED, min. | EA | 179
265110100242 | ELECTRICAL | LIGHTING | INTERIOR LIGHTING | Pendant light, LED, avg. | EA | 248
265110100243 | ELECTRICAL | LIGHTING | INTERIOR LIGHTING | Pendant light, LED, max. | EA | 379
265110100250 | ELECTRICAL | LIGHTING | INTERIOR LIGHTING | Surface mounted incandescent fixtures, pendant, 40w | EA | 219
265110100260 | ELECTRICAL | LIGHTING | INTERIOR LIGHTING | Surface mounted incandescent fixtures, pendant, 75w | EA | 234
265110100270 | ELECTRICAL | LIGHTING | INTERIOR LIGHTING | Surface mounted incandescent fixtures, pendant, 100w | EA | 255
265110100280 | ELECTRICAL | LIGHTING | INTERIOR LIGHTING | Surface mounted incandescent fixtures, pendant, 150w | EA | 275
265110100290 | ELECTRICAL | LIGHTING | INTERIOR LIGHTING | Recessed lighting, 40w | EA | 387
265110100300 | ELECTRICAL | LIGHTING | INTERIOR LIGHTING | Recessed lighting, 75w | EA | 406
265110100310 | ELECTRICAL | LIGHTING | INTERIOR LIGHTING | Recessed lighting, 100w | EA | 425
265110100311 | ELECTRICAL | LIGHTING | INTERIOR LIGHTING | Recessed lighting, 150w | EA | 435
265110100315 | ELECTRICAL | LIGHTING | INTERIOR LIGHTING | Down lights, fluorescent, min. | EA | 96.92
265110100316 | ELECTRICAL | LIGHTING | INTERIOR LIGHTING | Down lights, fluorescent, avg. | EA | 122
265110100317 | ELECTRICAL | LIGHTING | INTERIOR LIGHTING | Down lights, fluorescent, max. | EA | 170
265110100321 | ELECTRICAL | LIGHTING | INTERIOR LIGHTING | LED Down lights, min. | EA | 113
265110100322 | ELECTRICAL | LIGHTING | INTERIOR LIGHTING | LED Down lights, avg. | EA | 166
265110100323 | ELECTRICAL | LIGHTING | INTERIOR LIGHTING | LED Down lights, max. | EA | 269
265110100324 | ELECTRICAL | LIGHTING | INTERIOR LIGHTING | Vandal resist downlight', add to material $400 | EA
265110100330 | ELECTRICAL | LIGHTING | INTERIOR LIGHTING | Exit lights, 120v, recessed | EA | 207
265110100340 | ELECTRICAL | LIGHTING | INTERIOR LIGHTING | Exit lights, 120v, back mount | EA | 200
265110100350 | ELECTRICAL | LIGHTING | INTERIOR LIGHTING | Exit lights, 120v, universal mount | EA | 206
265110100351 | ELECTRICAL | LIGHTING | INTERIOR LIGHTING | Exit sign, LED, single face | EA | 201
265110100353 | ELECTRICAL | LIGHTING | INTERIOR LIGHTING | Exit sign, LED, single face, with battery backup | EA | 212
265110100355 | ELECTRICAL | LIGHTING | INTERIOR LIGHTING | Exit sign, LED, double face | EA | 212
265110100357 | ELECTRICAL | LIGHTING | INTERIOR LIGHTING | Exit sign, LED, double face, with battery backup | EA | 223
265110100360 | ELECTRICAL | LIGHTING | INTERIOR LIGHTING | Emergency battery units, 6v-120v, 50 unit | EA | 425
265110100370 | ELECTRICAL | LIGHTING | INTERIOR LIGHTING | Emergency battery units, 6v-120v, 50 unit, w/1 head | EA | 464
265110100380 | ELECTRICAL | LIGHTING | INTERIOR LIGHTING | Emergency battery units, 6v-120v, 50 unit, w/2 heads | EA | 502
265110100385 | ELECTRICAL | LIGHTING | INTERIOR LIGHTING | Emergency battery units, LED, 2 heads | EA | 255
265110100387 | ELECTRICAL | LIGHTING | INTERIOR LIGHTING | Emergency battery units, LED, 3 heads | EA | 266
265110100400 | ELECTRICAL | LIGHTING | INTERIOR LIGHTING | Light track single circuit, 2' | EA | 119
265110100410 | ELECTRICAL | LIGHTING | INTERIOR LIGHTING | Light track single circuit, 4' | EA | 131
265110100420 | ELECTRICAL | LIGHTING | INTERIOR LIGHTING | Light track single circuit, 8' | EA | 212
265110100430 | ELECTRICAL | LIGHTING | INTERIOR LIGHTING | Light track single circuit, 12' | EA | 310
265110100600 | ELECTRICAL | LIGHTING | INTERIOR LIGHTING | Light track, fixtures, square, R-20 | EA | 83.32
265110100610 | ELECTRICAL | LIGHTING | INTERIOR LIGHTING | Light track, fixtures, square, R-30 | EA | 121
265110100660 | ELECTRICAL | LIGHTING | INTERIOR LIGHTING | Light track, fixtures, square, mini spot | EA | 79.95
265140100110 | ELECTRICAL | LIGHTING | INDUSTRIAL LIGHTING | Surface mounted, wrap around lens, 1 lamp | EA | 220
265140100120 | ELECTRICAL | LIGHTING | INDUSTRIAL LIGHTING | Surface mounted, wrap around lens, 2 lamps | EA | 286
265140100140 | ELECTRICAL | LIGHTING | INDUSTRIAL LIGHTING | Surface mounted, wrap around lens, 4 lamps | EA | 314
265140100300 | ELECTRICAL | LIGHTING | INDUSTRIAL LIGHTING | Wall mounted fluorescent, 2-20w lamps | EA | 193
265140100320 | ELECTRICAL | LIGHTING | INDUSTRIAL LIGHTING | Wall mounted fluorescent, 2-30w lamps | EA | 211
265140100340 | ELECTRICAL | LIGHTING | INDUSTRIAL LIGHTING | Wall mounted fluorescent, 2-40w lamps | EA | 230
265140100360 | ELECTRICAL | LIGHTING | INDUSTRIAL LIGHTING | Indir, w/wood shield, 2-40w lamps, 4' | EA | 266
265140100380 | ELECTRICAL | LIGHTING | INDUSTRIAL LIGHTING | Indir, w/wood shield, 2-40w lamps, 8' | EA | 378
265140100400 | ELECTRICAL | LIGHTING | INDUSTRIAL LIGHTING | Industrial fluorescent, 2 lamp, 4' | EA | 184
265140100420 | ELECTRICAL | LIGHTING | INDUSTRIAL LIGHTING | Industrial fluorescent, 2 lamp, 8' | EA | 310
265140100520 | ELECTRICAL | LIGHTING | INDUSTRIAL LIGHTING | Strip fluorescent, 4', 1 lamp | EA | 138
265140100540 | ELECTRICAL | LIGHTING | INDUSTRIAL LIGHTING | Strip fluorescent, 4', 2 lamps | EA | 153
265140100560 | ELECTRICAL | LIGHTING | INDUSTRIAL LIGHTING | Strip fluorescent, 8', 1 lamp | EA | 176
265140100580 | ELECTRICAL | LIGHTING | INDUSTRIAL LIGHTING | Strip fluorescent, 8', 2 lamps | EA | 243
265140100640 | ELECTRICAL | LIGHTING | INDUSTRIAL LIGHTING | Wire guard for strip fixture, 4' long | EA | 51.81
265140100660 | ELECTRICAL | LIGHTING | INDUSTRIAL LIGHTING | Strip fluorescent, 8'long, 2 tandem mount 4'lamps | EA | 349
265140100680 | ELECTRICAL | LIGHTING | INDUSTRIAL LIGHTING | Strip fluorescent, 8'long, 4 tandem mount 4'lamps | EA | 429
265140100700 | ELECTRICAL | LIGHTING | INDUSTRIAL LIGHTING | Wet location fluor, plastic housing, 4', 1 lamp | EA | 229
265140100720 | ELECTRICAL | LIGHTING | INDUSTRIAL LIGHTING | Wet location fluor, plastic housing, 4', 2 lamps | EA | 323
265140100740 | ELECTRICAL | LIGHTING | INDUSTRIAL LIGHTING | Wet location fluor, plastic housing, 8'long, 2 lamps | EA | 482
265140100760 | ELECTRICAL | LIGHTING | INDUSTRIAL LIGHTING | Wet location fluor, plastic housing, 8'long, 4 lamps | EA | 601
265140101020 | ELECTRICAL | LIGHTING | INDUSTRIAL LIGHTING | Parabolic troffer, 2'x2', with 2 "U" lamps | EA | 248
265140101060 | ELECTRICAL | LIGHTING | INDUSTRIAL LIGHTING | Parabolic troffer, 2'x2', with 3 "U" lamps | EA | 290
265140101100 | ELECTRICAL | LIGHTING | INDUSTRIAL LIGHTING | Parabolic troffer, 2'x4', with 2 40w lamps | EA | 290
265140101120 | ELECTRICAL | LIGHTING | INDUSTRIAL LIGHTING | Parabolic troffer, 2'x4', with 3 40w lamps | EA | 309
265140101140 | ELECTRICAL | LIGHTING | INDUSTRIAL LIGHTING | Parabolic troffer, 2'x4', with 4 40w lamps | EA | 316
265140101220 | ELECTRICAL | LIGHTING | INDUSTRIAL LIGHTING | Parabolic troffer, 1'x4', with 1 T-12 lamp, 9 cell | EA | 164
265140101240 | ELECTRICAL | LIGHTING | INDUSTRIAL LIGHTING | Parabolic troffer, 1'x4', with 2 T-12 lamps, 9 cell | EA | 192
265140101260 | ELECTRICAL | LIGHTING | INDUSTRIAL LIGHTING | Parabolic troffer, 1'x4', with 1 T-12 lamp, 20 cell | EA | 176
265140101280 | ELECTRICAL | LIGHTING | INDUSTRIAL LIGHTING | Parabolic troffer, 1'x4', with 2 T-12 lamps, 20 cell | EA | 203
265140101500 | ELECTRICAL | LIGHTING | INDUSTRIAL LIGHTING | Steel sided surface fluorescent, 2'x 4', 3 lamps | EA | 309
265140101520 | ELECTRICAL | LIGHTING | INDUSTRIAL LIGHTING | Steel sided surface fluorescent, 2'x 4', 4 lamps | EA | 336
265140102120 | ELECTRICAL | LIGHTING | INDUSTRIAL LIGHTING | Outdoor sign fluor, 1 lamp, remote ballast, 4' long | EA | 4222
265140102140 | ELECTRICAL | LIGHTING | INDUSTRIAL LIGHTING | Outdoor sign fluor, 1 lamp, remote ballast, 6' long | EA | 5151
265140102640 | ELECTRICAL | LIGHTING | INDUSTRIAL LIGHTING | Recess mounted, commercial, 2'x 2' 13" high, 100w | EA | 1611
265140102660 | ELECTRICAL | LIGHTING | INDUSTRIAL LIGHTING | Recess mounted, commercial, 2'x 2' 13" high, 250w | EA | 1780
265140103140 | ELECTRICAL | LIGHTING | INDUSTRIAL LIGHTING | High pressure sodium, hi-bay open, 400w | EA | 872
265140103160 | ELECTRICAL | LIGHTING | INDUSTRIAL LIGHTING | High pressure sodium, hi-bay open, 1000w | EA | 1442
265140103180 | ELECTRICAL | LIGHTING | INDUSTRIAL LIGHTING | High pressure sodium, hi-bay enclosed, 400w | EA | 1372
265140103200 | ELECTRICAL | LIGHTING | INDUSTRIAL LIGHTING | High pressure sodium, hi-bay enclosed, 1000w | EA | 1866
265140103220 | ELECTRICAL | LIGHTING | INDUSTRIAL LIGHTING | Metal halide hi-bay, open, 400w | EA | 608
265140103240 | ELECTRICAL | LIGHTING | INDUSTRIAL LIGHTING | Metal halide hi-bay, open, 1000w | EA | 1127
265140103260 | ELECTRICAL | LIGHTING | INDUSTRIAL LIGHTING | Metal halide hi-bay, enclosed, 400w | EA | 1219
265140103280 | ELECTRICAL | LIGHTING | INDUSTRIAL LIGHTING | Metal halide hi-bay, enclosed, 1000w | EA | 1237
265140103520 | ELECTRICAL | LIGHTING | INDUSTRIAL LIGHTING | High pressure sodium, low bay, surface mounted, 100w | EA | 457
265140103540 | ELECTRICAL | LIGHTING | INDUSTRIAL LIGHTING | High pressure sodium, low bay, surface mounted, 150w | EA | 506
265140103560 | ELECTRICAL | LIGHTING | INDUSTRIAL LIGHTING | High pressure sodium, low bay, surface mounted, 250w | EA | 571
265140103580 | ELECTRICAL | LIGHTING | INDUSTRIAL LIGHTING | High pressure sodium, low bay, surface mounted, 400w | EA | 713
265140103600 | ELECTRICAL | LIGHTING | INDUSTRIAL LIGHTING | Metal halide, low bay, pendant mounted, 175w | EA | 702
265140103620 | ELECTRICAL | LIGHTING | INDUSTRIAL LIGHTING | Metal halide, low bay, pendant mounted, 250w | EA | 936
265140103660 | ELECTRICAL | LIGHTING | INDUSTRIAL LIGHTING | Metal halide, low bay, pendant mounted, 400w | EA | 1062
265140104020 | ELECTRICAL | LIGHTING | INDUSTRIAL LIGHTING | Indir luminare, sq, metal halide, freestand, 175w | EA | 797
265140104040 | ELECTRICAL | LIGHTING | INDUSTRIAL LIGHTING | Indir luminare, sq, metal halide, freestand, 250w | EA | 857
265140104060 | ELECTRICAL | LIGHTING | INDUSTRIAL LIGHTING | Indir luminare, sq, metal halide, freestand, 400w | EA | 883
265140104080 | ELECTRICAL | LIGHTING | INDUSTRIAL LIGHTING | Indir luminare, sq, high pressure sodium, 150w | EA | 860
265140104100 | ELECTRICAL | LIGHTING | INDUSTRIAL LIGHTING | Indir luminare, sq, high pressure sodium, 250w | EA | 913
265140104120 | ELECTRICAL | LIGHTING | INDUSTRIAL LIGHTING | Indir luminare, sq, high pressure sodium, 400w | EA | 996
265140104140 | ELECTRICAL | LIGHTING | INDUSTRIAL LIGHTING | Indir luminare, round, metal halide, 175w | EA | 976
265140104160 | ELECTRICAL | LIGHTING | INDUSTRIAL LIGHTING | Indir luminare, round, metal halide, 250w | EA | 1007
265140104180 | ELECTRICAL | LIGHTING | INDUSTRIAL LIGHTING | Indir luminare, round, metal halide, 400w | EA | 1049
265140104200 | ELECTRICAL | LIGHTING | INDUSTRIAL LIGHTING | Indir luminare, round, high pressure sodium, 150w | EA | 934
265140104220 | ELECTRICAL | LIGHTING | INDUSTRIAL LIGHTING | Indir luminare, round, high pressure sodium, 250w | EA | 1070
265140104240 | ELECTRICAL | LIGHTING | INDUSTRIAL LIGHTING | Indir luminare, round, high pressure sodium, 400w | EA | 1112
265140104260 | ELECTRICAL | LIGHTING | INDUSTRIAL LIGHTING | Indir luminare, wall mounted, metal halide, 175w | EA | 640
265140104280 | ELECTRICAL | LIGHTING | INDUSTRIAL LIGHTING | Indir luminare, wall mounted, metal halide, 250w | EA | 633
265140104300 | ELECTRICAL | LIGHTING | INDUSTRIAL LIGHTING | Indir luminare, wall mounted, metal halide, 400w | EA | 744
265140104320 | ELECTRICAL | LIGHTING | INDUSTRIAL LIGHTING | Indir luminare, wall mounted, hi pres sodium, 150w | EA | 613
265140104340 | ELECTRICAL | LIGHTING | INDUSTRIAL LIGHTING | Indir luminare, wall mounted, hi pres sodium, 250w | EA | 633
265140104360 | ELECTRICAL | LIGHTING | INDUSTRIAL LIGHTING | Indir luminare, wall mounted, hi pres sodium, 400w | EA | 719
265140104500 | ELECTRICAL | LIGHTING | INDUSTRIAL LIGHTING | Wall pack lithonia, high pressure sodium, 35w | EA | 183
265140104520 | ELECTRICAL | LIGHTING | INDUSTRIAL LIGHTING | Wall pack lithonia, high pressure sodium, 55w | EA | 219
265140104540 | ELECTRICAL | LIGHTING | INDUSTRIAL LIGHTING | Wall pack lithonia, high pressure sodium, 150w | EA | 458
265140104560 | ELECTRICAL | LIGHTING | INDUSTRIAL LIGHTING | Wall pack lithonia, high pressure sodium, 250w | EA | 490
265140104580 | ELECTRICAL | LIGHTING | INDUSTRIAL LIGHTING | Wall pack lithonia, low pressure sodium, 35w | EA | 671
265140104600 | ELECTRICAL | LIGHTING | INDUSTRIAL LIGHTING | Wall pack lithonia, low pressure sodium, 55w | EA | 873
265140104620 | ELECTRICAL | LIGHTING | INDUSTRIAL LIGHTING | Wall pack hubbell, high pressure sodium, 35w | EA | 495
265140104640 | ELECTRICAL | LIGHTING | INDUSTRIAL LIGHTING | Wall pack hubbell, high pressure sodium, 150w | EA | 674
265140104660 | ELECTRICAL | LIGHTING | INDUSTRIAL LIGHTING | Wall pack hubbell, high pressure sodium, 250w | EA | 829
265140104720 | ELECTRICAL | LIGHTING | INDUSTRIAL LIGHTING | Compact flourescent, 2-7w | EA | 153
265140104740 | ELECTRICAL | LIGHTING | INDUSTRIAL LIGHTING | Compact flourescent, 2-13w | EA | 195
265140104760 | ELECTRICAL | LIGHTING | INDUSTRIAL LIGHTING | Compact flourescent, 1-18w | EA | 205
265140106020 | ELECTRICAL | LIGHTING | INDUSTRIAL LIGHTING | Handball court, 2'x2', metal halide, 250w | EA | 1135
265140106040 | ELECTRICAL | LIGHTING | INDUSTRIAL LIGHTING | Handball court, 2'x2', metal halide, 400w | EA | 1337
265140106080 | ELECTRICAL | LIGHTING | INDUSTRIAL LIGHTING | Handball court, 2'x2', high pressure sodium, 250w | EA | 1223
265140106100 | ELECTRICAL | LIGHTING | INDUSTRIAL LIGHTING | Handball court, 2'x2', high pressure sodium, 400w | EA | 1337
265140106160 | ELECTRICAL | LIGHTING | INDUSTRIAL LIGHTING | Bollard light, 42" high w/foundation, hp sodium, 70w | EA | 1738
265140106180 | ELECTRICAL | LIGHTING | INDUSTRIAL LIGHTING | Bollard light, 42" high w/foundation, hp sodium, 100w | EA | 1774
265140106200 | ELECTRICAL | LIGHTING | INDUSTRIAL LIGHTING | Bollard light, 42" high w/foundation, hp sodium, 150w | EA | 1791
265140108020 | ELECTRICAL | LIGHTING | INDUSTRIAL LIGHTING | Lamp, 20w med bipin base, cool white, 24" | EA | 26.94
265140108040 | ELECTRICAL | LIGHTING | INDUSTRIAL LIGHTING | Lamp, 30w cool white, rapid start, 36" | EA | 30.09
265140108060 | ELECTRICAL | LIGHTING | INDUSTRIAL LIGHTING | Lamp, 40w cool white "U", 3" | EA | 47.85
265140108080 | ELECTRICAL | LIGHTING | INDUSTRIAL LIGHTING | Lamp, 40w cool white, rapid start, 48" | EA | 29.06
265140108100 | ELECTRICAL | LIGHTING | INDUSTRIAL LIGHTING | Lamp, 70w high pressure sodium, mogul base | EA | 128
265140108120 | ELECTRICAL | LIGHTING | INDUSTRIAL LIGHTING | Lamp, 75w slimline, 96" | EA | 52.9
265140108140 | ELECTRICAL | LIGHTING | INDUSTRIAL LIGHTING | Lamp, 100w, incandescent, 100a, inside frost | EA | 16.01
265140108160 | ELECTRICAL | LIGHTING | INDUSTRIAL LIGHTING | Lamp, 100w, mercury vapor, clear, mogul base | EA | 118
265140108180 | ELECTRICAL | LIGHTING | INDUSTRIAL LIGHTING | Lamp, 100w, high pressure sodium, mogul base | EA | 170
265140108200 | ELECTRICAL | LIGHTING | INDUSTRIAL LIGHTING | Lamp, 150w, par 38 flood or spot, incandescent | EA | 43.31
265140108220 | ELECTRICAL | LIGHTING | INDUSTRIAL LIGHTING | Lamp, 150w, high pressure sodium, 1/2 mogul base | EA | 152
265140108240 | ELECTRICAL | LIGHTING | INDUSTRIAL LIGHTING | Lamp, 175w, mercury vapor, clear, mogul base | EA | 80.04
265140108260 | ELECTRICAL | LIGHTING | INDUSTRIAL LIGHTING | Lamp, 175w, mercury halide, clear, mogul base | EA | 140
265140108270 | ELECTRICAL | LIGHTING | INDUSTRIAL LIGHTING | Lamp, 175w, High pressure sodium, mogul base | EA | 152
265140108540 | ELECTRICAL | LIGHTING | INDUSTRIAL LIGHTING | Lamp, 250w, mercury vapor, clear, mogul base | EA | 103
265140108560 | ELECTRICAL | LIGHTING | INDUSTRIAL LIGHTING | Lamp, 250w, metal halide, clear, mogul base | EA | 140
265140108580 | ELECTRICAL | LIGHTING | INDUSTRIAL LIGHTING | Lamp, 250w, high pressure sodium, mogul base | EA | 161
265140108600 | ELECTRICAL | LIGHTING | INDUSTRIAL LIGHTING | Lamp, 400w mercury vapor, clear, mogul base | EA | 111
265140108620 | ELECTRICAL | LIGHTING | INDUSTRIAL LIGHTING | Lamp, 400w, metal halide, clear, mogul base | EA | 140
265140108640 | ELECTRICAL | LIGHTING | INDUSTRIAL LIGHTING | Lamp, 400w, high pressure sodium, mogul base | EA | 165
265140108660 | ELECTRICAL | LIGHTING | INDUSTRIAL LIGHTING | Lamp, 1000w mercury vapor, clear, mogul base | EA | 241
265140108680 | ELECTRICAL | LIGHTING | INDUSTRIAL LIGHTING | Lamp, 1000w, high pressure sodium, mogul base | EA | 409
265600301220 | ELECTRICAL | EXTERIOR LIGHTING | EXTERIOR LIGHTING | Ext, rectangle, high pressure sodium, 70w | EA | 755
265600301240 | ELECTRICAL | EXTERIOR LIGHTING | EXTERIOR LIGHTING | Ext, rectangle, high pressure sodium, 100w | EA | 782
265600301260 | ELECTRICAL | EXTERIOR LIGHTING | EXTERIOR LIGHTING | Ext, rectangle, high pressure sodium, 150w | EA | 819
265600301280 | ELECTRICAL | EXTERIOR LIGHTING | EXTERIOR LIGHTING | Ext, rectangle, high pressure sodium, 250w | EA | 1030
265600301300 | ELECTRICAL | EXTERIOR LIGHTING | EXTERIOR LIGHTING | Ext, rectangle, high pressure sodium, 400w | EA | 1196
265600301320 | ELECTRICAL | EXTERIOR LIGHTING | EXTERIOR LIGHTING | Ext, flood, rectangular, high pressure sodium, 70w | EA | 698
265600301340 | ELECTRICAL | EXTERIOR LIGHTING | EXTERIOR LIGHTING | Ext, flood, rectangular, high pressure sodium, 100w | EA | 778
265600301360 | ELECTRICAL | EXTERIOR LIGHTING | EXTERIOR LIGHTING | Ext, flood, rectangular, high pressure sodium, 150w | EA | 741
265600301400 | ELECTRICAL | EXTERIOR LIGHTING | EXTERIOR LIGHTING | Ext, flood, rectangular, high pressure sodium, 400w | EA | 951
265600301420 | ELECTRICAL | EXTERIOR LIGHTING | EXTERIOR LIGHTING | Ext, flood, rectangular, high pressure sodium, 1000w | EA | 1444
265600301440 | ELECTRICAL | EXTERIOR LIGHTING | EXTERIOR LIGHTING | Ext, flood, round, high pressure sodium, 400w | EA | 1462
265600301460 | ELECTRICAL | EXTERIOR LIGHTING | EXTERIOR LIGHTING | Ext, flood, round, high pressure sodium, 1000w | EA | 2184
265600301480 | ELECTRICAL | EXTERIOR LIGHTING | EXTERIOR LIGHTING | Ext, flood, round, metal halide, 400w | EA | 1370
265600301500 | ELECTRICAL | EXTERIOR LIGHTING | EXTERIOR LIGHTING | Ext, flood, round, metal halide, 1000w | EA | 1971
265600302000 | ELECTRICAL | EXTERIOR LIGHTING | EXTERIOR LIGHTING | Light fixture arms, cobra head, 6', hp sodium, 100w | EA | 758
265600302021 | ELECTRICAL | EXTERIOR LIGHTING | EXTERIOR LIGHTING | Light fixture arms, cobra head, 6', hp sodium, 150w | EA | 1131
265600302060 | ELECTRICAL | EXTERIOR LIGHTING | EXTERIOR LIGHTING | Light fixture arms, cobra head, 6', hp sodium, 250w | EA | 1168
265600302080 | ELECTRICAL | EXTERIOR LIGHTING | EXTERIOR LIGHTING | Light fixture arms, cobra head, 6', hp sodium, 400w | EA | 1243
265600302100 | ELECTRICAL | EXTERIOR LIGHTING | EXTERIOR LIGHTING | Exterior, flood, metal halide, 400w | EA | 1270
265600302120 | ELECTRICAL | EXTERIOR LIGHTING | EXTERIOR LIGHTING | Exterior, flood, metal halide, 1000w | EA | 1705
265600306260 | ELECTRICAL | EXTERIOR LIGHTING | EXTERIOR LIGHTING | Exterior, flood, metal halide, 1500w | EA | 2184
265600306280 | ELECTRICAL | EXTERIOR LIGHTING | EXTERIOR LIGHTING | Exterior, flood, mercury vapor, 250w | EA | 884
265600306300 | ELECTRICAL | EXTERIOR LIGHTING | EXTERIOR LIGHTING | Exterior, flood, mercury vapor, 400w | EA | 1034
265600306380 | ELECTRICAL | EXTERIOR LIGHTING | EXTERIOR LIGHTING | Exterior, flood, incandescent, 300w | EA | 319
265600306410 | ELECTRICAL | EXTERIOR LIGHTING | EXTERIOR LIGHTING | Exterior, flood, incandescent, 500w | EA | 456
265600306420 | ELECTRICAL | EXTERIOR LIGHTING | EXTERIOR LIGHTING | Exterior, flood, incandescent, 1000w | EA | 608
265600401010 | ELECTRICAL | EXTERIOR LIGHTING | ENERGY EFFICIENT EXTERIOR LIGHTING | Energy Eff Exterior Lighting, solar, LED area light, 100 W, Zone 4, minimum | EA | 1927
265600401020 | ELECTRICAL | EXTERIOR LIGHTING | ENERGY EFFICIENT EXTERIOR LIGHTING | Energy Eff Exterior Lighting, solar, LED area light, 100 W, Zone 4, average | EA | 2164
265600401030 | ELECTRICAL | EXTERIOR LIGHTING | ENERGY EFFICIENT EXTERIOR LIGHTING | Energy Eff Exterior Lighting, solar, LED area light, 100 W, Zone 4, maximum | EA | 2387
265600401050 | ELECTRICAL | EXTERIOR LIGHTING | ENERGY EFFICIENT EXTERIOR LIGHTING | Energy Eff Exterior Lighting, solar, LED area light, 100 W, Zone 2, minimum | EA | 2490
265600401060 | ELECTRICAL | EXTERIOR LIGHTING | ENERGY EFFICIENT EXTERIOR LIGHTING | Energy Eff Exterior Lighting, solar, LED area light, 100 W, Zone 2, average | EA | 2612
265600401070 | ELECTRICAL | EXTERIOR LIGHTING | ENERGY EFFICIENT EXTERIOR LIGHTING | Energy Eff Exterior Lighting, solar, LED area light, 100 W, Zone 2, maximum | EA | 2750
265600401090 | ELECTRICAL | EXTERIOR LIGHTING | ENERGY EFFICIENT EXTERIOR LIGHTING | Energy Eff Exterior Lighting, solar, LED area light, 100 W, Zone 4DD, minimum | EA | 2835
265600401100 | ELECTRICAL | EXTERIOR LIGHTING | ENERGY EFFICIENT EXTERIOR LIGHTING | Energy Eff Exterior Lighting, solar, LED area light, 100 W, Zone 4DD, average | EA | 3057
265600401110 | ELECTRICAL | EXTERIOR LIGHTING | ENERGY EFFICIENT EXTERIOR LIGHTING | Energy Eff Exterior Lighting, solar, LED area light, 100 W, Zone 4DD, maximum | EA | 3294
265600401130 | ELECTRICAL | EXTERIOR LIGHTING | ENERGY EFFICIENT EXTERIOR LIGHTING | Energy Eff Exterior Lighting, solar, LED area light, 100 W, Zone 2DD, minimum | EA | 3125
265600401140 | ELECTRICAL | EXTERIOR LIGHTING | ENERGY EFFICIENT EXTERIOR LIGHTING | Energy Eff Exterior Lighting, solar, LED area light, 100 W, Zone 2DD, average | EA | 3385
265600401150 | ELECTRICAL | EXTERIOR LIGHTING | ENERGY EFFICIENT EXTERIOR LIGHTING | Energy Eff Exterior Lighting, solar, LED area light, 100 W, Zone 2DD, maximum | EA | 3657
273200100490 | COMMUNICATIONS | VOICE COMMUNICATIONS TERMINAL EQUIPMENT | TELEPHONE SYSTEMS | Phone comm cable, 25 pair | LF | 4.31
273200100520 | COMMUNICATIONS | VOICE COMMUNICATIONS TERMINAL EQUIPMENT | TELEPHONE SYSTEMS | Phone comm cable, 100 pair | LF | 10.7
273200100560 | COMMUNICATIONS | VOICE COMMUNICATIONS TERMINAL EQUIPMENT | TELEPHONE SYSTEMS | Phone comm cable, 400 pair | LF | 31.98
273200100800 | COMMUNICATIONS | VOICE COMMUNICATIONS TERMINAL EQUIPMENT | TELEPHONE SYSTEMS | Phone, cable tap in junction box, 25 pair cable | EA | 408
273200101020 | COMMUNICATIONS | VOICE COMMUNICATIONS TERMINAL EQUIPMENT | TELEPHONE SYSTEMS | Phone, cable tap in junction box, 100 pair cable | EA | 1617
273200101100 | COMMUNICATIONS | VOICE COMMUNICATIONS TERMINAL EQUIPMENT | TELEPHONE SYSTEMS | Phone, cable tap in junction box, 400 pair cable | EA | 6590
273200102020 | COMMUNICATIONS | VOICE COMMUNICATIONS TERMINAL EQUIPMENT | TELEPHONE SYSTEMS | Phone, cable termin, junction box, 25 pair cable | EA | 402
273200102060 | COMMUNICATIONS | VOICE COMMUNICATIONS TERMINAL EQUIPMENT | TELEPHONE SYSTEMS | Phone, cable termin, junction box, 100 pair cable | EA | 1617
273200102140 | COMMUNICATIONS | VOICE COMMUNICATIONS TERMINAL EQUIPMENT | TELEPHONE SYSTEMS | Phone, cable termin, junction box, 400 pair cable | EA | 6549
274100500100 | COMMUNICATIONS | AUDIO-VIDEO SYSTEMS | TELEVISION SYSTEMS | TV outlet, self terminating, w/cover plate, male con | EA | 40.98
274100500120 | COMMUNICATIONS | AUDIO-VIDEO SYSTEMS | TELEVISION SYSTEMS | TV outlet, self termin, w/cover plate, thru splitter | EA | 186
274100500140 | COMMUNICATIONS | AUDIO-VIDEO SYSTEMS | TELEVISION SYSTEMS | TV outlet, self termin, w/cover plate, end of line | EA | 155
274100500490 | COMMUNICATIONS | AUDIO-VIDEO SYSTEMS | TELEVISION SYSTEMS | TV, in line spliter multitap, 4 way | EA | 222
274100500520 | COMMUNICATIONS | AUDIO-VIDEO SYSTEMS | TELEVISION SYSTEMS | TV, in line spliter multitap, 4 way | EA | 202
274100501000 | COMMUNICATIONS | AUDIO-VIDEO SYSTEMS | TELEVISION SYSTEMS | TV, equipment cabinet | EA | 248
274100501020 | COMMUNICATIONS | AUDIO-VIDEO SYSTEMS | TELEVISION SYSTEMS | TV, antenna, broad band uhf | EA | 527
274100501040 | COMMUNICATIONS | AUDIO-VIDEO SYSTEMS | TELEVISION SYSTEMS | TV, lightning arrester | EA | 125
274100501060 | COMMUNICATIONS | AUDIO-VIDEO SYSTEMS | TELEVISION SYSTEMS | TV cable | LF | 1.27
281600501020 | SAFETY & SECURITY | ELECTRONIC | SECURITY SYSTEMS | Balanced mag door switch, surf mount | EA | 319
281600501040 | SAFETY & SECURITY | ELECTRONIC | SECURITY SYSTEMS | Balanced mag door switch, surf mount, w/remote test | EA | 447
281600501060 | SAFETY & SECURITY | ELECTRONIC | SECURITY SYSTEMS | Sensors, flush mounted | EA | 442
281600501080 | SAFETY & SECURITY | ELECTRONIC | SECURITY SYSTEMS | Sensors, flush mounted, mounted bracket | EA | 55.19
281600501100 | SAFETY & SECURITY | ELECTRONIC | SECURITY SYSTEMS | Sensors, flush mounted, mounted bracket spacer | EA | 53.28
281600501140 | SAFETY & SECURITY | ELECTRONIC | SECURITY SYSTEMS | Photoelectric sensor, for fence, 6 beam | EA | 566
281600501160 | SAFETY & SECURITY | ELECTRONIC | SECURITY SYSTEMS | Photoelectric sensor, for fence, 9 beam | EA | 784
281600501180 | SAFETY & SECURITY | ELECTRONIC | SECURITY SYSTEMS | Photoelectric sensor, 12 volt dc, 500' range | EA | 576
281600501190 | SAFETY & SECURITY | ELECTRONIC | SECURITY SYSTEMS | Photoelectric sensor, 12 volt dc, 800' range | EA | 666
281600501200 | SAFETY & SECURITY | ELECTRONIC | SECURITY SYSTEMS | Sensors, capacitance wire grid kit, surface | EA | 333
281600501220 | SAFETY & SECURITY | ELECTRONIC | SECURITY SYSTEMS | Sensors, capacitance wire grid kit, duct | EA | 337
281600501240 | SAFETY & SECURITY | ELECTRONIC | SECURITY SYSTEMS | Sensors, capacitance wire grid kit, tube grid kit | EA | 338
281600501260 | SAFETY & SECURITY | ELECTRONIC | SECURITY SYSTEMS | Vibration sensor, 30 max per zone | EA | 395
281600501280 | SAFETY & SECURITY | ELECTRONIC | SECURITY SYSTEMS | Audio sensor, 30 max per zone | EA | 414
281600501300 | SAFETY & SECURITY | ELECTRONIC | SECURITY SYSTEMS | Inertia sensor, outdoor | EA | 343
281600501320 | SAFETY & SECURITY | ELECTRONIC | SECURITY SYSTEMS | Inertia sensor, indoor | EA | 223
281600502020 | SAFETY & SECURITY | ELECTRONIC | SECURITY SYSTEMS | Ultrasonic trans, 20 per zone, omni-directional | EA | 357
281600502040 | SAFETY & SECURITY | ELECTRONIC | SECURITY SYSTEMS | Ultrasonic trans, 20 per zone, directional | EA | 349
281600502060 | SAFETY & SECURITY | ELECTRONIC | SECURITY SYSTEMS | Transceiver, omni-directional | EA | 398
281600502080 | SAFETY & SECURITY | ELECTRONIC | SECURITY SYSTEMS | Transceiver, directional | EA | 424
281600502560 | SAFETY & SECURITY | ELECTRONIC | SECURITY SYSTEMS | Passive IR sensor, int narrow pat, 20 per zone | EA | 2221
281600503020 | SAFETY & SECURITY | ELECTRONIC | SECURITY SYSTEMS | Access/secure cont unit, balanced mag switch | EA | 1448
281600503040 | SAFETY & SECURITY | ELECTRONIC | SECURITY SYSTEMS | Access/secure cont unit, photoelectric sensor | EA | 2275
281600503060 | SAFETY & SECURITY | ELECTRONIC | SECURITY SYSTEMS | Access/secure cont unit, photoelec fence sensor | EA | 2328
281600503080 | SAFETY & SECURITY | ELECTRONIC | SECURITY SYSTEMS | Access/secure cont unit, capacitance sensor | EA | 2690
281600503100 | SAFETY & SECURITY | ELECTRONIC | SECURITY SYSTEMS | Access/secure cont unit, audio & vib sensor | EA | 2382
281600503120 | SAFETY & SECURITY | ELECTRONIC | SECURITY SYSTEMS | Access/secure cont unit, inertia sensor | EA | 3129
281600503160 | SAFETY & SECURITY | ELECTRONIC | SECURITY SYSTEMS | Access/secure cont unit, ultrasonic sensor | EA | 3570
281600503200 | SAFETY & SECURITY | ELECTRONIC | SECURITY SYSTEMS | Access/secure cont unit, infrared sensor | EA | 2316
281600504020 | SAFETY & SECURITY | ELECTRONIC | SECURITY SYSTEMS | Monitor panel, w/ access/secure tone, std | EA | 1622
281600504040 | SAFETY & SECURITY | ELECTRONIC | SECURITY SYSTEMS | Monitor panel, w/ access/secure tone, high security | EA | 2316
281600504060 | SAFETY & SECURITY | ELECTRONIC | SECURITY SYSTEMS | Monitor panel, emergency power indicator | EA | 906
281600504080 | SAFETY & SECURITY | ELECTRONIC | SECURITY SYSTEMS | Monitor rack with 115v power supply, 1 zone | EA | 962
281600504100 | SAFETY & SECURITY | ELECTRONIC | SECURITY SYSTEMS | Monitor rack with 115v power supply, 10 zone | EA | 4625
281600504140 | SAFETY & SECURITY | ELECTRONIC | SECURITY SYSTEMS | Monitor cabinet, wall mounted, 1 zone | EA | 762
281600504160 | SAFETY & SECURITY | ELECTRONIC | SECURITY SYSTEMS | Monitor cabinet, wall mounted, 5 zone | EA | 1253
281600504180 | SAFETY & SECURITY | ELECTRONIC | SECURITY SYSTEMS | Monitor cabinet, wall mounted, 10 zone | EA | 2554
281600504200 | SAFETY & SECURITY | ELECTRONIC | SECURITY SYSTEMS | Monitor cabinet, wall mounted, 20 zone | EA | 3515
281600504240 | SAFETY & SECURITY | ELECTRONIC | SECURITY SYSTEMS | Monitor cabinet, floor mounted, 50 zone | EA | 3857
281600505020 | SAFETY & SECURITY | ELECTRONIC | SECURITY SYSTEMS | Security sys access, tamper assy for monitor cab | EA | 217
281600505040 | SAFETY & SECURITY | ELECTRONIC | SECURITY SYSTEMS | Security sys access, monitor panel blank | EA | 59
281600505060 | SAFETY & SECURITY | ELECTRONIC | SECURITY SYSTEMS | Security sys access, audible alarm | EA | 243
281600505080 | SAFETY & SECURITY | ELECTRONIC | SECURITY SYSTEMS | Security sys access, audible alarm control | EA | 837
281600505100 | SAFETY & SECURITY | ELECTRONIC | SECURITY SYSTEMS | Security sys access, term screw, cab 25 pair | EA | 510
281600505120 | SAFETY & SECURITY | ELECTRONIC | SECURITY SYSTEMS | Security sys access, term screw, cab 50 pair | EA | 809
281600505140 | SAFETY & SECURITY | ELECTRONIC | SECURITY SYSTEMS | Security sys access, term screw, cab 150 pair | EA | 1413
281600505160 | SAFETY & SECURITY | ELECTRONIC | SECURITY SYSTEMS | Security sys access, univ term, remote test | EA | 315
281600505180 | SAFETY & SECURITY | ELECTRONIC | SECURITY SYSTEMS | Security sys access, univ term, no remote test | EA | 171
281600505220 | SAFETY & SECURITY | ELECTRONIC | SECURITY SYSTEMS | High security line supervision termination | EA | 771
281600505240 | SAFETY & SECURITY | ELECTRONIC | SECURITY SYSTEMS | Door cord for capacitance sensor 12" | EA | 74.84
281600505260 | SAFETY & SECURITY | ELECTRONIC | SECURITY SYSTEMS | Insulation block kit for capacitance sensor | EA | 143
281600505280 | SAFETY & SECURITY | ELECTRONIC | SECURITY SYSTEMS | Termination block for capacitance sensor | EA | 59.38
281600505360 | SAFETY & SECURITY | ELECTRONIC | SECURITY SYSTEMS | Security sys, Guard alert displayg | EA | 2485
281600505380 | SAFETY & SECURITY | ELECTRONIC | SECURITY SYSTEMS | Uninterrupted power supply | EA | 3292
281600505400 | SAFETY & SECURITY | ELECTRONIC | SECURITY SYSTEMS | Security sys, plug-in 40kva transformer, 12 volt | EA | 133
281600505420 | SAFETY & SECURITY | ELECTRONIC | SECURITY SYSTEMS | Security sys, plug-in 40kva transformer, 18 volt | EA | 101
281600505440 | SAFETY & SECURITY | ELECTRONIC | SECURITY SYSTEMS | Security sys, plug-in 40kva transformer, 24 volt | EA | 81.87
281600505520 | SAFETY & SECURITY | ELECTRONIC | SECURITY SYSTEMS | Security systems, test relay | EA | 183
281600505580 | SAFETY & SECURITY | ELECTRONIC | SECURITY SYSTEMS | Security systems, coaxial cable, 50 ohm | LF | 1.3
281600506010 | SAFETY & SECURITY | ELECTRONIC | SECURITY SYSTEMS | Security systems, door openers | EA | 223
281600506020 | SAFETY & SECURITY | ELECTRONIC | SECURITY SYSTEMS | Security systems, push buttons, standard | EA | 74.25
281600506030 | SAFETY & SECURITY | ELECTRONIC | SECURITY SYSTEMS | Security systems, push buttons, weatherproof | EA | 103
281600506040 | SAFETY & SECURITY | ELECTRONIC | SECURITY SYSTEMS | Security systems, bells | EA | 221
281600506050 | SAFETY & SECURITY | ELECTRONIC | SECURITY SYSTEMS | Security systems, horns, standard | EA | 256
281600506060 | SAFETY & SECURITY | ELECTRONIC | SECURITY SYSTEMS | Security systems, horns, weatherproof | EA | 416
281600506070 | SAFETY & SECURITY | ELECTRONIC | SECURITY SYSTEMS | Security systems, chimes | EA | 298
281600506080 | SAFETY & SECURITY | ELECTRONIC | SECURITY SYSTEMS | Security systems, horns, flasher | EA | 223
281600506090 | SAFETY & SECURITY | ELECTRONIC | SECURITY SYSTEMS | Security systems, motion detectors | EA | 824
281600506100 | SAFETY & SECURITY | ELECTRONIC | SECURITY SYSTEMS | Security systems, intercom units | EA | 227
281600506110 | SAFETY & SECURITY | ELECTRONIC | SECURITY SYSTEMS | Security systems, remote annunciator | EA | 5696
283100101000 | SAFETY & SECURITY | FIRE SAFETY | FIRE ALARM SYSTEMS | Master fire alarm box, pedestal mounted | EA | 12531
283100101020 | SAFETY & SECURITY | FIRE SAFETY | FIRE ALARM SYSTEMS | Master fire alarm box | EA | 6210
283100101040 | SAFETY & SECURITY | FIRE SAFETY | FIRE ALARM SYSTEMS | Master fire alarm box light | EA | 247
283100101060 | SAFETY & SECURITY | FIRE SAFETY | FIRE ALARM SYSTEMS | Master fire alarm box ground assembly | EA | 225
283100101080 | SAFETY & SECURITY | FIRE SAFETY | FIRE ALARM SYSTEMS | Master fire alarm box, bracket for pole type box | EA | 278
283100101100 | SAFETY & SECURITY | FIRE SAFETY | FIRE ALARM SYSTEMS | Fire alarm, pull station, waterproof | EA | 151
283100101110 | SAFETY & SECURITY | FIRE SAFETY | FIRE ALARM SYSTEMS | Fire alarm, pull station, manual | EA | 116
283100101120 | SAFETY & SECURITY | FIRE SAFETY | FIRE ALARM SYSTEMS | Horn, waterproof | EA | 244
283100101140 | SAFETY & SECURITY | FIRE SAFETY | FIRE ALARM SYSTEMS | Interior alarm | EA | 169
283100101160 | SAFETY & SECURITY | FIRE SAFETY | FIRE ALARM SYSTEMS | Coded transmitter, automatic | EA | 1638
283100101180 | SAFETY & SECURITY | FIRE SAFETY | FIRE ALARM SYSTEMS | Control panel, 8 zone | EA | 4113
283100101200 | SAFETY & SECURITY | FIRE SAFETY | FIRE ALARM SYSTEMS | Battery charger and cabinet | EA | 1301
283100101240 | SAFETY & SECURITY | FIRE SAFETY | FIRE ALARM SYSTEMS | Batteries, nickel cadmium or lead calcium | EA | 1345
283100102500 | SAFETY & SECURITY | FIRE SAFETY | FIRE ALARM SYSTEMS | CO2 pressure switch connection | EA | 231
283100103020 | SAFETY & SECURITY | FIRE SAFETY | FIRE ALARM SYSTEMS | Fire detection annunciator, remote, 8-zone | EA | 744
283100103100 | SAFETY & SECURITY | FIRE SAFETY | FIRE ALARM SYSTEMS | Fire detection annunciator, remote, 12-zone | EA | 915
283100103120 | SAFETY & SECURITY | FIRE SAFETY | FIRE ALARM SYSTEMS | Fire detection annunciator, remote, 16-zone | EA | 1152
283100104010 | SAFETY & SECURITY | FIRE SAFETY | FIRE ALARM SYSTEMS | Fire alarm systems, bell | EA | 232
283100104020 | SAFETY & SECURITY | FIRE SAFETY | FIRE ALARM SYSTEMS | Fire alarm systems, weatherproof bell | EA | 178
283100104030 | SAFETY & SECURITY | FIRE SAFETY | FIRE ALARM SYSTEMS | Fire alarm systems, horn | EA | 175
283100104040 | SAFETY & SECURITY | FIRE SAFETY | FIRE ALARM SYSTEMS | Fire alarm systems, siren | EA | 1217
283100104050 | SAFETY & SECURITY | FIRE SAFETY | FIRE ALARM SYSTEMS | Fire alarm systems, chime | EA | 189
283100104060 | SAFETY & SECURITY | FIRE SAFETY | FIRE ALARM SYSTEMS | Fire alarm systems, audio/visual | EA | 261
283100104070 | SAFETY & SECURITY | FIRE SAFETY | FIRE ALARM SYSTEMS | Fire alarm systems, strobe light | EA | 242
283100104080 | SAFETY & SECURITY | FIRE SAFETY | FIRE ALARM SYSTEMS | Fire alarm systems, smoke detector | EA | 339
283100104090 | SAFETY & SECURITY | FIRE SAFETY | FIRE ALARM SYSTEMS | Fire alarm systems, heat detection | EA | 98.65
283100104100 | SAFETY & SECURITY | FIRE SAFETY | FIRE ALARM SYSTEMS | Fire alarm systems, thermal detector | EA | 95.45
283100104110 | SAFETY & SECURITY | FIRE SAFETY | FIRE ALARM SYSTEMS | Fire alarm systems, ionization detector | EA | 274
283100104120 | SAFETY & SECURITY | FIRE SAFETY | FIRE ALARM SYSTEMS | Fire alarm systems, duct detector | EA | 1010
283100104130 | SAFETY & SECURITY | FIRE SAFETY | FIRE ALARM SYSTEMS | Fire alarm systems, test switch | EA | 177
283100104140 | SAFETY & SECURITY | FIRE SAFETY | FIRE ALARM SYSTEMS | Fire alarm systems, remote indicator | EA | 137
283100104150 | SAFETY & SECURITY | FIRE SAFETY | FIRE ALARM SYSTEMS | Fire alarm systems, door holder | EA | 345
283100104160 | SAFETY & SECURITY | FIRE SAFETY | FIRE ALARM SYSTEMS | Fire alarm systems, telephone jack | EA | 35.9
283100104170 | SAFETY & SECURITY | FIRE SAFETY | FIRE ALARM SYSTEMS | Fire alarm systems, fireman phone | EA | 760
283100104180 | SAFETY & SECURITY | FIRE SAFETY | FIRE ALARM SYSTEMS | Fire alarm systems, speaker | EA | 216
283100104190 | SAFETY & SECURITY | FIRE SAFETY | FIRE ALARM SYSTEMS | Remote fire alarm annunciator panel, 24 zone | EA | 2401
283100104200 | SAFETY & SECURITY | FIRE SAFETY | FIRE ALARM SYSTEMS | Remote fire alarm annunciator panel, 48 zone | EA | 4769
283100104210 | SAFETY & SECURITY | FIRE SAFETY | FIRE ALARM SYSTEMS | Fire alarm systems, control panel 12 zone | EA | 1861
283100104220 | SAFETY & SECURITY | FIRE SAFETY | FIRE ALARM SYSTEMS | Fire alarm systems, control panel 16 zone | EA | 2115
283100104230 | SAFETY & SECURITY | FIRE SAFETY | FIRE ALARM SYSTEMS | Fire alarm systems, control panel 24 zone | EA | 3223
283100104240 | SAFETY & SECURITY | FIRE SAFETY | FIRE ALARM SYSTEMS | Fire alarm systems, control panel 48 zone | EA | 6386
283100104250 | SAFETY & SECURITY | FIRE SAFETY | FIRE ALARM SYSTEMS | Fire alarm systems, control panel, power supply | EA | 449
283100104260 | SAFETY & SECURITY | FIRE SAFETY | FIRE ALARM SYSTEMS | Fire alarm systems, control panel, status command | EA | 8519
283100104270 | SAFETY & SECURITY | FIRE SAFETY | FIRE ALARM SYSTEMS | Fire alarm systems, control panel, printer | EA | 2710
283100104280 | SAFETY & SECURITY | FIRE SAFETY | FIRE ALARM SYSTEMS | Fire alarm systems, control panel, transponder | EA | 221
283100104290 | SAFETY & SECURITY | FIRE SAFETY | FIRE ALARM SYSTEMS | Fire alarm systems, control panel, transformer | EA | 252
283100104300 | SAFETY & SECURITY | FIRE SAFETY | FIRE ALARM SYSTEMS | Fire alarm systems, control panel, transceiver | EA | 331
283100104310 | SAFETY & SECURITY | FIRE SAFETY | FIRE ALARM SYSTEMS | Fire alarm systems, control panel, relays | EA | 152
283100104320 | SAFETY & SECURITY | FIRE SAFETY | FIRE ALARM SYSTEMS | Fire alarm systems, control panel, flow switch | EA | 537
283100104330 | SAFETY & SECURITY | FIRE SAFETY | FIRE ALARM SYSTEMS | Fire alarm systems, control panel, tamper switch | EA | 509
283100104340 | SAFETY & SECURITY | FIRE SAFETY | FIRE ALARM SYSTEMS | Fire alarm systems, cont panel, end of line resistor | EA | 50.51
283100104350 | SAFETY & SECURITY | FIRE SAFETY | FIRE ALARM SYSTEMS | Fire alarm systems, control panel, printed ckt card | EA | 180
283100104360 | SAFETY & SECURITY | FIRE SAFETY | FIRE ALARM SYSTEMS | Fire alarm systems, control panel, CPU | EA | 9388
283100104370 | SAFETY & SECURITY | FIRE SAFETY | FIRE ALARM SYSTEMS | Fire alarm systems, control panel, UPS backup to CPU | EA | 16951
283100108020 | SAFETY & SECURITY | FIRE SAFETY | FIRE ALARM SYSTEMS | Smoke detector, fixed temp & rate of rise comb | EA | 422
311100101000 | EARTHWORK | SITE CLEARING | CLEARING AND GRUBBING | Clear wooded area, light density | ACRE | 8775
311100101500 | EARTHWORK | SITE CLEARING | CLEARING AND GRUBBING | Clear wooded area, medium density | ACRE | 11701
311100101800 | EARTHWORK | SITE CLEARING | CLEARING AND GRUBBING | Clear wooded area, heavy density | ACRE | 14041
311300501000 | EARTHWORK | SELECTIVE TREE AND SHRUB REMOVAL AND TRIMMING | TREE CUTTING & CLEARING | Cut trees and clear out stumps, 9" to 12" dia | EA | 702
311300501400 | EARTHWORK | SELECTIVE TREE AND SHRUB REMOVAL AND TRIMMING | TREE CUTTING & CLEARING | Cut trees and clear out stumps, to 24" dia | EA | 878
311300501600 | EARTHWORK | SELECTIVE TREE AND SHRUB REMOVAL AND TRIMMING | TREE CUTTING & CLEARING | Cut trees and clear out stumps, 24" dia and up | EA | 1170
311300505020 | EARTHWORK | SELECTIVE TREE AND SHRUB REMOVAL AND TRIMMING | TREE CUTTING & CLEARING | Machine load and truck, round trip, 1 mile | EA | 140
311300505025 | EARTHWORK | SELECTIVE TREE AND SHRUB REMOVAL AND TRIMMING | TREE CUTTING & CLEARING | Machine load and truck, round trip, 3 mile | EA | 160
311300505030 | EARTHWORK | SELECTIVE TREE AND SHRUB REMOVAL AND TRIMMING | TREE CUTTING & CLEARING | Machine load and truck, round trip, 5 mile | EA | 176
311300505035 | EARTHWORK | SELECTIVE TREE AND SHRUB REMOVAL AND TRIMMING | TREE CUTTING & CLEARING | Machine load and truck, round trip, 10 mile | EA | 234
311300505040 | EARTHWORK | SELECTIVE TREE AND SHRUB REMOVAL AND TRIMMING | TREE CUTTING & CLEARING | Machine load and truck, round trip, 20 mile | EA | 351
311300505060 | EARTHWORK | SELECTIVE TREE AND SHRUB REMOVAL AND TRIMMING | TREE CUTTING & CLEARING | Hand load and truck, round trip, 1 mile | EA | 340
311300505065 | EARTHWORK | SELECTIVE TREE AND SHRUB REMOVAL AND TRIMMING | TREE CUTTING & CLEARING | Hand load and truck, round trip, 3 mile | EA | 389
311300505070 | EARTHWORK | SELECTIVE TREE AND SHRUB REMOVAL AND TRIMMING | TREE CUTTING & CLEARING | Hand load and truck, round trip, 5 mile | EA | 454
311300505080 | EARTHWORK | SELECTIVE TREE AND SHRUB REMOVAL AND TRIMMING | TREE CUTTING & CLEARING | Hand load and truck, round trip, 10 mile | EA | 545
311300505100 | EARTHWORK | SELECTIVE TREE AND SHRUB REMOVAL AND TRIMMING | TREE CUTTING & CLEARING | Hand load and truck, round trip, 20 mile | EA | 681
311300506020 | EARTHWORK | SELECTIVE TREE AND SHRUB REMOVAL AND TRIMMING | TREE CUTTING & CLEARING | Tree trimming, light cutting | LF | 1.76
311300506040 | EARTHWORK | SELECTIVE TREE AND SHRUB REMOVAL AND TRIMMING | TREE CUTTING & CLEARING | Tree trimming, medium cutting | LF | 2.34
311300506060 | EARTHWORK | SELECTIVE TREE AND SHRUB REMOVAL AND TRIMMING | TREE CUTTING & CLEARING | Tree trimming, heavy cutting | LF | 3.51
312213001000 | EARTHWORK | EARTHWORK, EXCAVATION & FILL | ROUGH GRADING | Site grading, cut & fill, sandy clay, 200' haul, 75 hp dozer | CY | 5.45
312213001100 | EARTHWORK | EARTHWORK, EXCAVATION & FILL | ROUGH GRADING | Spread topsoil by equipment on site | CY | 6.05
312213001300 | EARTHWORK | EARTHWORK, EXCAVATION & FILL | ROUGH GRADING | Site grading (cut and fill to 6") less than 1 acre, 75 hp dozer | CY | 9.07
312213001400 | EARTHWORK | EARTHWORK, EXCAVATION & FILL | ROUGH GRADING | Site grading (cut and fill to 6") less than 1 acre, 1.5 cy backhoe/loader | CY | 13.62
312216000110 | EARTHWORK | EARTHWORK, EXCAVATION & FILL | FINISH GRADING | Finish grading, w small loader/dozer, 200' passes, min. | SY | 0.54
312216000120 | EARTHWORK | EARTHWORK, EXCAVATION & FILL | FINISH GRADING | Finish grading, w small loader/dozer, 200' passes, avg. | SY | 0.62
312216000140 | EARTHWORK | EARTHWORK, EXCAVATION & FILL | FINISH GRADING | Finish grading, w small loader/dozer, 200' passes, max. | SY | 0.75
312313101020 | EARTHWORK | EXCAVATION & FILL | BASE COURSE | Base course, crushed stone, 3" thick | SY | 4.99
312313101030 | EARTHWORK | EXCAVATION & FILL | BASE COURSE | Base course, crushed stone, 4" thick | SY | 6.4
312313101040 | EARTHWORK | EXCAVATION & FILL | BASE COURSE | Base course, crushed stone, 6" thick | SY | 9.19
312313101050 | EARTHWORK | EXCAVATION & FILL | BASE COURSE | Base course, crushed stone, 8" thick | SY | 12.01
312313101060 | EARTHWORK | EXCAVATION & FILL | BASE COURSE | Base course, crushed stone, 10" thick | SY | 14.8
312313101070 | EARTHWORK | EXCAVATION & FILL | BASE COURSE | Base course, crushed stone, 12" thick | SY | 17.7
312313103020 | EARTHWORK | EXCAVATION & FILL | BASE COURSE | Base course, bank run gravel, 4" deep | SY | 5.91
312313103040 | EARTHWORK | EXCAVATION & FILL | BASE COURSE | Base course, bank run gravel, 6" deep | SY | 8.45
312313103060 | EARTHWORK | EXCAVATION & FILL | BASE COURSE | Base course, bank run gravel, 8" deep | SY | 11
312313103070 | EARTHWORK | EXCAVATION & FILL | BASE COURSE | Base course, bank run gravel, 10" deep | SY | 13.51
312313103080 | EARTHWORK | EXCAVATION & FILL | BASE COURSE | Base course, bank run gravel, 12" deep | SY | 16.16
312313104020 | EARTHWORK | EXCAVATION & FILL | BASE COURSE | Prepare and roll sub base, minimum | SY | 0.97
312313104030 | EARTHWORK | EXCAVATION & FILL | BASE COURSE | Prepare and roll subbase, average | SY | 1.22
312313104040 | EARTHWORK | EXCAVATION & FILL | BASE COURSE | Prepare and roll sub base, maximum | SY | 1.63
312313201010 | EARTHWORK | EXCAVATION & FILL | BORROW | Sand in place haul to site, round trip, 10 miles | CY | 55.76
312313201020 | EARTHWORK | EXCAVATION & FILL | BORROW | Sand in place haul to site, round trip, 20 miles | CY | 68.74
312313201030 | EARTHWORK | EXCAVATION & FILL | BORROW | Sand in place haul to site, round trip, 30 miles | CY | 84.96
312313204000 | EARTHWORK | EXCAVATION & FILL | BORROW | Place fill and compact, slope less than 1 in 4 | CY | 55.71
312313204100 | EARTHWORK | EXCAVATION & FILL | BORROW | Place fill and compact, slope greater than 1 in 4 | CY | 58.95
312313701000 | EARTHWORK | EXCAVATION & FILL | GRAVEL AND STONE | Gravel & Stone. FOB plant, mat. only, No. 21 crusher run stone | CY | 49.5
312313701100 | EARTHWORK | EXCAVATION & FILL | GRAVEL AND STONE | Gravel & Stone. FOB plant, mat. only, No. 26 crusher run stone | CY | 49.5
312313701140 | EARTHWORK | EXCAVATION & FILL | GRAVEL AND STONE | Gravel & Stone. FOB plant, mat. only, No. 57 stone | CY | 49.5
312313701150 | EARTHWORK | EXCAVATION & FILL | GRAVEL AND STONE | Gravel & Stone. FOB plant, mat. only, No. 67 gravel | CY | 49.5
312313701180 | EARTHWORK | EXCAVATION & FILL | GRAVEL AND STONE | Gravel & Stone. FOB plant, mat. only, No. 68 stone | CY | 49.5
312313701220 | EARTHWORK | EXCAVATION & FILL | GRAVEL AND STONE | Gravel & Stone. FOB plant, mat. only, No. 78 stone | CY | 49.5
312313701235 | EARTHWORK | EXCAVATION & FILL | GRAVEL AND STONE | Gravel & Stone. FOB plant, mat. only, No. 78 gravel, (pea gravel) | CY | 49.5
312313701250 | EARTHWORK | EXCAVATION & FILL | GRAVEL AND STONE | Gravel & Stone. FOB plant, mat. only, No. 357 or B-3 stone | CY | 49.5
312313701400 | EARTHWORK | EXCAVATION & FILL | GRAVEL AND STONE | Structural & foundation backfill, No. 21 crusher run stone | TON | 36.63
312313701500 | EARTHWORK | EXCAVATION & FILL | GRAVEL AND STONE | Structural & foundation backfill, No. 26 crusher run stone | TON | 36.63
312313701600 | EARTHWORK | EXCAVATION & FILL | GRAVEL AND STONE | Structural & foundation backfill, No. 57 stone | TON | 36.63
312313702160 | EARTHWORK | EXCAVATION & FILL | GRAVEL AND STONE | Structural & foundation backfill, No. 67 gravel | TON | 36.63
312313702210 | EARTHWORK | EXCAVATION & FILL | GRAVEL AND STONE | Structural & foundation backfill, No. 68 stone | TON | 36.63
312313702220 | EARTHWORK | EXCAVATION & FILL | GRAVEL AND STONE | Structural & foundation backfill, No. 78 stone | TON | 36.63
312313702280 | EARTHWORK | EXCAVATION & FILL | GRAVEL AND STONE | Structural & foundation backfill, No. 78 gravel, (pea gravel) | TON | 36.63
312313703240 | EARTHWORK | EXCAVATION & FILL | GRAVEL AND STONE | Structural & foundation backfill, No. 357 or B-3 stone | TON | 36.63
312316301020 | EARTHWORK | EXCAVATION & FILL | BULK EXCAVATION | Excavation, by small dozer, large areas | CY | 2.72
312316301040 | EARTHWORK | EXCAVATION & FILL | BULK EXCAVATION | Excavation, by small dozer, small areas | CY | 4.54
312316301060 | EARTHWORK | EXCAVATION & FILL | BULK EXCAVATION | Excavation, by small dozer, trim banks | CY | 6.8
312316301240 | EARTHWORK | EXCAVATION & FILL | BULK EXCAVATION | Excav, by small dozer, 1-1/2 cy bkt, sand or gravel | CY | 5.85
312316301260 | EARTHWORK | EXCAVATION & FILL | BULK EXCAVATION | Excav, by small dozer, 1-1/2 cy bkt, light clay | CY | 7.8
312316301280 | EARTHWORK | EXCAVATION & FILL | BULK EXCAVATION | Excav, by small dozer, 1-1/2 cy bkt, heavy clay | CY | 8.78
312316301300 | EARTHWORK | EXCAVATION & FILL | BULK EXCAVATION | Excav, by small dozer, 1-1/2 cy bkt, unclassified | CY | 9.36
312316301420 | EARTHWORK | EXCAVATION & FILL | BULK EXCAVATION | Excav, by small dozer, 2 cy bkt, sand or gravel | CY | 5.4
312316301440 | EARTHWORK | EXCAVATION & FILL | BULK EXCAVATION | Excav, by small dozer, 2 cy bkt, light clay | CY | 7.02
312316301460 | EARTHWORK | EXCAVATION & FILL | BULK EXCAVATION | Excav, by small dozer, 2 cy bkt, heavy clay | CY | 7.8
312316301480 | EARTHWORK | EXCAVATION & FILL | BULK EXCAVATION | Excav, by small dozer, 2 cy bkt, unclassified | CY | 8.25
312316301520 | EARTHWORK | EXCAVATION & FILL | BULK EXCAVATION | Excav, by small dozer, 2-1/2 cy bkt, sand or gravel | CY | 5.02
312316301540 | EARTHWORK | EXCAVATION & FILL | BULK EXCAVATION | Excav, by small dozer, 2-1/2 cy bkt, light clay | CY | 6.38
312316301560 | EARTHWORK | EXCAVATION & FILL | BULK EXCAVATION | Excav, by small dozer, 2-1/2 cy bkt, heavy clay | CY | 7.02
312316301580 | EARTHWORK | EXCAVATION & FILL | BULK EXCAVATION | Excav, by small dozer, 2-1/2 cy bkt, unclassified | CY | 7.39
312316301620 | EARTHWORK | EXCAVATION & FILL | BULK EXCAVATION | Excav, by small dozer, 3 cy bkt, sand or gravel | CY | 4.39
312316301640 | EARTHWORK | EXCAVATION & FILL | BULK EXCAVATION | Excav, by small dozer, 3 cy bkt, light clay | CY | 5.85
312316301660 | EARTHWORK | EXCAVATION & FILL | BULK EXCAVATION | Excav, by small dozer, 3 cy bkt, heavy clay | CY | 6.38
312316301680 | EARTHWORK | EXCAVATION & FILL | BULK EXCAVATION | Excav, by small dozer, 3 cy bkt, unclassified | CY | 6.69
312316301740 | EARTHWORK | EXCAVATION & FILL | BULK EXCAVATION | Hydraulic excavator, 1 cy capacity, light material | CY | 5.85
312316301760 | EARTHWORK | EXCAVATION & FILL | BULK EXCAVATION | Hydraulic excavator, avg material, 1 CY capacity | CY | 7.02
312316301780 | EARTHWORK | EXCAVATION & FILL | BULK EXCAVATION | Hydraulic excavator, 1 cy capacity, wet material | CY | 8.78
312316301790 | EARTHWORK | EXCAVATION & FILL | BULK EXCAVATION | Hydraulic excavator, 1 cy capacity, blasted rock | CY | 10.03
312316301820 | EARTHWORK | EXCAVATION & FILL | BULK EXCAVATION | Hydraulic excavator, 1-1/2 cy capacity, light mater | CY | 2.44
312316301840 | EARTHWORK | EXCAVATION & FILL | BULK EXCAVATION | Hydraulic excavator, 1-1/2 cy capacity, medium mater | CY | 3.24
312316301860 | EARTHWORK | EXCAVATION & FILL | BULK EXCAVATION | Hydraulic excavator, 1-1/2 cy capacity, wet material | CY | 3.89
312316301880 | EARTHWORK | EXCAVATION & FILL | BULK EXCAVATION | Hydraulic excavator, 1-1/2 cy capacity, blasted rock | CY | 4.87
312316301920 | EARTHWORK | EXCAVATION & FILL | BULK EXCAVATION | Hydraulic excavator, 2 cy capacity, light material | CY | 2.16
312316301940 | EARTHWORK | EXCAVATION & FILL | BULK EXCAVATION | Hydraulic excavator, 2 cy capacity, medium material | CY | 2.78
312316301960 | EARTHWORK | EXCAVATION & FILL | BULK EXCAVATION | Hydraulic excavator, 2 cy capacity, wet material | CY | 3.24
312316301980 | EARTHWORK | EXCAVATION & FILL | BULK EXCAVATION | Hydraulic excavator, 2 cy capacity, blasted rock | CY | 3.89
312316302040 | EARTHWORK | EXCAVATION & FILL | BULK EXCAVATION | Wheel mountd front-end lodr, 7/8 cy cap, light matl | CY | 4.87
312316302060 | EARTHWORK | EXCAVATION & FILL | BULK EXCAVATION | Tire loader, avg material, 7/8 CY capacity | CY | 5.56
312316302080 | EARTHWORK | EXCAVATION & FILL | BULK EXCAVATION | Wheel mountd front-end lodr, 7/8 cy cap, wet matle | CY | 6.49
312316302100 | EARTHWORK | EXCAVATION & FILL | BULK EXCAVATION | Wheel mountd front-end lodr, 7/8 cy cap, blasted roc | CY | 7.79
312316302220 | EARTHWORK | EXCAVATION & FILL | BULK EXCAVATION | Wheel mntd front-end ldr, 1-1/2 cy cap, light material | CY | 2.78
312316302240 | EARTHWORK | EXCAVATION & FILL | BULK EXCAVATION | Wheel mntd front-end ldr, 1-1/2 cy cap, medium mater | CY | 2.99
312316302260 | EARTHWORK | EXCAVATION & FILL | BULK EXCAVATION | Wheel mntd front-end ldr, 1-1/2 cy cap, wet material | CY | 3.24
312316302280 | EARTHWORK | EXCAVATION & FILL | BULK EXCAVATION | Wheel mntd front-end ldr, 1-1/2 cy cap, blasted rock | CY | 3.54
312316302320 | EARTHWORK | EXCAVATION & FILL | BULK EXCAVATION | Wheel mntd front-end ldr, 2-1/2 cy cap, light material | CY | 2.29
312316302340 | EARTHWORK | EXCAVATION & FILL | BULK EXCAVATION | Wheel mntd front-end ldr, 2-1/2 cy cap, medium mater | CY | 2.44
312316302360 | EARTHWORK | EXCAVATION & FILL | BULK EXCAVATION | Wheel mntd front-end ldr, 2-1/2 cy cap, wet material | CY | 2.6
312316302380 | EARTHWORK | EXCAVATION & FILL | BULK EXCAVATION | Wheel mntd front-end ldr, 2-1/2 cy cap, blasted rock | CY | 2.78
312316302420 | EARTHWORK | EXCAVATION & FILL | BULK EXCAVATION | Wheel mntd front-end ldr, 3-1/2 cy cap, light materi | CY | 2.16
312316302440 | EARTHWORK | EXCAVATION & FILL | BULK EXCAVATION | Wheel mntd front-end ldr, 3-1/2 cy cap, medium mater | CY | 2.29
312316302460 | EARTHWORK | EXCAVATION & FILL | BULK EXCAVATION | Wheel mntd front-end ldr, 3-1/2 cy cap, wet material | CY | 2.44
312316302480 | EARTHWORK | EXCAVATION & FILL | BULK EXCAVATION | Wheel mntd front-end ldr, 3-1/2 cy cap, blasted rock | CY | 2.6
312316302520 | EARTHWORK | EXCAVATION & FILL | BULK EXCAVATION | Wheel mntd front-end ldr, 6 cy cap, light material | CY | 1.29
312316302540 | EARTHWORK | EXCAVATION & FILL | BULK EXCAVATION | Wheel mntd front-end ldr, 6 cy cap, medium material | CY | 1.39
312316302560 | EARTHWORK | EXCAVATION & FILL | BULK EXCAVATION | Wheel mntd front-end ldr, 6 cy cap, wet material | CY | 1.5
312316302580 | EARTHWORK | EXCAVATION & FILL | BULK EXCAVATION | Wheel mntd front-end ldr, 6 cy cap, blasted rock | CY | 1.63
312316302640 | EARTHWORK | EXCAVATION & FILL | BULK EXCAVATION | Track mountd front-end lodr, 1-1/2 cy, light matl | CY | 3.24
312316302660 | EARTHWORK | EXCAVATION & FILL | BULK EXCAVATION | Track loader, avg material, 1-1/2 CY capacity | CY | 3.54
312316302680 | EARTHWORK | EXCAVATION & FILL | BULK EXCAVATION | Track mountd front-end lodr, 1-1/2 cy, wet material | CY | 3.89
312316302700 | EARTHWORK | EXCAVATION & FILL | BULK EXCAVATION | Track mountd front-end lodr, 1-1/2 cy, blasted rock | CY | 4.32
312316302740 | EARTHWORK | EXCAVATION & FILL | BULK EXCAVATION | Track mtd front-end ldr, 2-3/4 cy cap, light materia | CY | 1.95
312316302760 | EARTHWORK | EXCAVATION & FILL | BULK EXCAVATION | Track mtd front-end ldr, 2-3/4 cy cap, medium materi | CY | 2.16
312316302780 | EARTHWORK | EXCAVATION & FILL | BULK EXCAVATION | Track mtd front-end ldr, 2-3/4 cy cap, wet material | CY | 2.44
312316302790 | EARTHWORK | EXCAVATION & FILL | BULK EXCAVATION | Track mtd front-end ldr, 2-3/4 cy cap, blasted rock | CY | 2.78
312316400100 | EARTHWORK | EXCAVATION & FILL | BUILDING EXCAVATION | Structural excav, avg material, 3/8 CY, backhoe | CY | 25.95
312316400110 | EARTHWORK | EXCAVATION & FILL | BUILDING EXCAVATION | Structural excav, unclassified earth, 3/4 cy backhoe | CY | 19.46
312316400120 | EARTHWORK | EXCAVATION & FILL | BUILDING EXCAVATION | Structural excav, avg material, 1 CY, backhoe | CY | 16.22
312316400600 | EARTHWORK | EXCAVATION & FILL | BUILDING EXCAVATION | Foundation backfill & compaction by machine | CY | 38.93
312316501020 | EARTHWORK | EXCAVATION & FILL | HAND EXCAVATION | Hand excavation, avg soil, 2' deep | CY | 71.19
312316501040 | EARTHWORK | EXCAVATION & FILL | HAND EXCAVATION | Hand excavation, to 2' deep, sand and gravel | CY | 64.07
312316501060 | EARTHWORK | EXCAVATION & FILL | HAND EXCAVATION | Hand excavation, to 2' deep, medium clay | CY | 80.09
312316501080 | EARTHWORK | EXCAVATION & FILL | HAND EXCAVATION | Hand excavation, to 2' deep, heavy clay | CY | 91.53
312316501100 | EARTHWORK | EXCAVATION & FILL | HAND EXCAVATION | Hand excavation, to 2' deep, loose rock | CY | 107
312316501220 | EARTHWORK | EXCAVATION & FILL | HAND EXCAVATION | Hand excavation, avg soil, 6' deep | CY | 91.53
312316501240 | EARTHWORK | EXCAVATION & FILL | HAND EXCAVATION | Hand excavation, to 6' deep, sand and gravel | CY | 80.09
312316501260 | EARTHWORK | EXCAVATION & FILL | HAND EXCAVATION | Hand excavation, to 6' deep, medium clay | CY | 107
312316501280 | EARTHWORK | EXCAVATION & FILL | HAND EXCAVATION | Hand excavation, to 6' deep, heavy clay | CY | 128
312316501300 | EARTHWORK | EXCAVATION & FILL | HAND EXCAVATION | Hand excavation, to 6' deep, loose rock | CY | 160
312316502020 | EARTHWORK | EXCAVATION & FILL | HAND EXCAVATION | Backfilling foundation without compaction, 6" li | CY | 40.04
312316502220 | EARTHWORK | EXCAVATION & FILL | HAND EXCAVATION | Hand compaction of backfill, with air tamper | CY | 45.77
312316502240 | EARTHWORK | EXCAVATION & FILL | HAND EXCAVATION | Hand compaction of backfill, with vibrating tamper | CY | 42.71
312316502250 | EARTHWORK | EXCAVATION & FILL | HAND EXCAVATION | Hand compaction of backfill, with 1 ton roller | CY | 68.09
312316505440 | EARTHWORK | EXCAVATION & FILL | HAND EXCAVATION | Hand trim slopes, sides of excavation | SF | 0.11
312316505450 | EARTHWORK | EXCAVATION & FILL | HAND EXCAVATION | Hand trim bottom of excavation | SF | 0.13
312316505460 | EARTHWORK | EXCAVATION & FILL | HAND EXCAVATION | Hand excavation, around obstructions | CY | 214
312316702100 | EARTHWORK | EXCAVATION & FILL | UTILITY EXCAVATION | Trencher, sandy clay, 8" wide, 18" deep | LF | 3.02
312316702200 | EARTHWORK | EXCAVATION & FILL | UTILITY EXCAVATION | Trencher, sandy clay, 8" wide, 24" deep | LF | 3.4
312316702300 | EARTHWORK | EXCAVATION & FILL | UTILITY EXCAVATION | Trencher, sandy clay, 8" wide, 36" deep | LF | 3.89
312316707000 | EARTHWORK | EXCAVATION & FILL | UTILITY EXCAVATION | Trench backfill, 95% compaction, tamp by hand | CY | 40.04
312316707050 | EARTHWORK | EXCAVATION & FILL | UTILITY EXCAVATION | Trench backfill, 95% compaction, vibratory compactn | CY | 32.04
312316707060 | EARTHWORK | EXCAVATION & FILL | UTILITY EXCAVATION | Trench backfill, w/borrow sand, place & compact | CY | 70.54
312316800110 | EARTHWORK | EXCAVATION & FILL | ROADWAY EXCAVATION | Roadway excavation, 1/4 mile haul | CY | 3.89
312316800120 | EARTHWORK | EXCAVATION & FILL | ROADWAY EXCAVATION | Roadway excavation, 2 mile haul | CY | 6.49
312316800130 | EARTHWORK | EXCAVATION & FILL | ROADWAY EXCAVATION | Roadway excavation, 5 mile haul | CY | 9.73
312316800150 | EARTHWORK | EXCAVATION & FILL | ROADWAY EXCAVATION | Excavation of open ditches | CY | 2.78
312316800160 | EARTHWORK | EXCAVATION & FILL | ROADWAY EXCAVATION | Trim banks swales or ditches | SY | 3.24
312316800170 | EARTHWORK | EXCAVATION & FILL | ROADWAY EXCAVATION | Bulk swale excavation by dragline, small jobs | CY | 8.78
312316800180 | EARTHWORK | EXCAVATION & FILL | ROADWAY EXCAVATION | Bulk swale excavation by dragline, large jobs | CY | 5.02
312316803000 | EARTHWORK | EXCAVATION & FILL | ROADWAY EXCAVATION | Spread base course | CY | 4.87
312316803100 | EARTHWORK | EXCAVATION & FILL | ROADWAY EXCAVATION | Roll and compact | CY | 6.49
312316900100 | EARTHWORK | EXCAVATION & FILL | HAULING MATERIAL | Haul material, 10 cy truck, 1 mile round trip | CY | 7.57
312316900110 | EARTHWORK | EXCAVATION & FILL | HAULING MATERIAL | Haul material, 10 cy dump truck, round trip, 2 mile | CY | 9.07
312316900120 | EARTHWORK | EXCAVATION & FILL | HAULING MATERIAL | Haul material, 10 cy truck, 5 mile round trip | CY | 12.38
312316900130 | EARTHWORK | EXCAVATION & FILL | HAULING MATERIAL | Haul material, 10 cy dump truck, round trip, 10 mile | CY | 13.62
312316900140 | EARTHWORK | EXCAVATION & FILL | HAULING MATERIAL | Haul material, 10 cy dump truck, round trip, 20 mile | CY | 15.13
312316900150 | EARTHWORK | EXCAVATION & FILL | HAULING MATERIAL | Haul material, 10 cy dump truck, round trip, 30 mile | CY | 18.16
312319501000 | EARTHWORK | EXCAVATION & FILL | WELLPOINT SYSTEMS | Pumping, gas driven, 50' hose, 3" dia header | DAY | 1362
312319501010 | EARTHWORK | EXCAVATION & FILL | WELLPOINT SYSTEMS | Pumping, gas driven, 50' hose, 6" dia header | DAY | 1702
312319501100 | EARTHWORK | EXCAVATION & FILL | WELLPOINT SYSTEMS | Wellpoint system per job, 6" header pipe | LF | 81.33
312319501110 | EARTHWORK | EXCAVATION & FILL | WELLPOINT SYSTEMS | Wellpoint system per job, 8" header pipe | LF | 97.97
312319501120 | EARTHWORK | EXCAVATION & FILL | WELLPOINT SYSTEMS | Wellpoint system per job, 10" header pipe | LF | 147
312319501220 | EARTHWORK | EXCAVATION & FILL | WELLPOINT SYSTEMS | Jetting wellpoint system, 14' long | EA | 194
312319501230 | EARTHWORK | EXCAVATION & FILL | WELLPOINT SYSTEMS | Jetting wellpoint system, 18' long | EA | 232
312319501240 | EARTHWORK | EXCAVATION & FILL | WELLPOINT SYSTEMS | Sand filter for wellpoints | LF | 7.23
312319502000 | EARTHWORK | EXCAVATION & FILL | WELLPOINT SYSTEMS | Replacement of wellpoint components | EA | 27.23
312333601020 | EARTHWORK | EXCAVATION & FILL | TRENCHING | Trenching, gradall, 1 cy capacity, light soil | CY | 5.56
312333601040 | EARTHWORK | EXCAVATION & FILL | TRENCHING | Trenching, avg soil, gradall, 1 CY capacity | CY | 5.98
312333601060 | EARTHWORK | EXCAVATION & FILL | TRENCHING | Trenching, gradall, 1 cy capacity, heavy/wet soil | CY | 6.49
312333601080 | EARTHWORK | EXCAVATION & FILL | TRENCHING | Trenching, gradall, 1 cy capacity, loose rock | CY | 7.08
312333601090 | EARTHWORK | EXCAVATION & FILL | TRENCHING | Trenching, gradall, 1 cy capacity, blasted rock | CY | 7.49
312333601120 | EARTHWORK | EXCAVATION & FILL | TRENCHING | Trenching, hydraulic excavator, 1/2 cy, light soil | CY | 6.49
312333601140 | EARTHWORK | EXCAVATION & FILL | TRENCHING | Trenching, hydraulic excavator, 1/2 cy, medium soil | CY | 7.08
312333601160 | EARTHWORK | EXCAVATION & FILL | TRENCHING | Trenching, hydraulic excavator, 1/2 cy, heavy soil | CY | 7.79
312333601180 | EARTHWORK | EXCAVATION & FILL | TRENCHING | Trenching, hydraulic excavator, 1/2 cy, loose soil | CY | 8.65
312333601190 | EARTHWORK | EXCAVATION & FILL | TRENCHING | Trenching, hydraulic excavator, 1/2 cy, blasted rock | CY | 9.73
312333601220 | EARTHWORK | EXCAVATION & FILL | TRENCHING | Trenching, hydraulic excavator, 1 cy, light soil | CY | 4.58
312333601240 | EARTHWORK | EXCAVATION & FILL | TRENCHING | Trenching, hydraulic excavator, 1 cy, medium soil | CY | 4.87
312333601260 | EARTHWORK | EXCAVATION & FILL | TRENCHING | Trenching, hydraulic excavator, 1 cy, heavy/wet soil | CY | 5.19
312333601280 | EARTHWORK | EXCAVATION & FILL | TRENCHING | Trenching, hydraulic excavator, 1 cy, loose rock | CY | 5.56
312333601300 | EARTHWORK | EXCAVATION & FILL | TRENCHING | Trenching, hydraulic excavator, 1 cy, blasted rock | CY | 5.98
312333601420 | EARTHWORK | EXCAVATION & FILL | TRENCHING | Trenching, hydraulic excavator, 1-1/2 cy, light soil | CY | 4.1
312333601440 | EARTHWORK | EXCAVATION & FILL | TRENCHING | Trenching, hydraulic excavator, 1-1/2 cy, medium soil | CY | 4.32
312333601460 | EARTHWORK | EXCAVATION & FILL | TRENCHING | Trenching, hydraulic excavator, 1-1/2 cy, heavy/wet s | CY | 4.58
312333601480 | EARTHWORK | EXCAVATION & FILL | TRENCHING | Trenching, hydraulic excavator, 1-1/2 cy, loose rock | CY | 4.87
312333601500 | EARTHWORK | EXCAVATION & FILL | TRENCHING | Trenching, hydraulic excavator, 1-1/2 cy, blasted roc | CY | 5.19
312333601620 | EARTHWORK | EXCAVATION & FILL | TRENCHING | Trenching, hydraulic excavator, 2 cy, light soil | CY | 3.89
312333601640 | EARTHWORK | EXCAVATION & FILL | TRENCHING | Trenching, hydraulic excavator, 2 cy, medium soil | CY | 4.1
312333601660 | EARTHWORK | EXCAVATION & FILL | TRENCHING | Trenching, hydraulic excavator, 2 cy, heavy/wet soil | CY | 4.32
312333601680 | EARTHWORK | EXCAVATION & FILL | TRENCHING | Trenching, hydraulic excavator, 2 cy, loose rock | CY | 4.58
312333601690 | EARTHWORK | EXCAVATION & FILL | TRENCHING | Trenching, hydraulic excavator, 2 cy, blasted rock | CY | 4.87
312333601720 | EARTHWORK | EXCAVATION & FILL | TRENCHING | Trenching, hydraulic excavator, 2-1/2 cy, light soil | CY | 3.54
312333601740 | EARTHWORK | EXCAVATION & FILL | TRENCHING | Trenching, hydraulic excavator, 2-1/2 cy, medium soil | CY | 3.71
312333601760 | EARTHWORK | EXCAVATION & FILL | TRENCHING | Trenching, hydraulic excavator, 2-1/2 cy, heavy/wet s | CY | 3.89
312333601780 | EARTHWORK | EXCAVATION & FILL | TRENCHING | Trenching, hydraulic excavator, 2-1/2 cy, loose rock | CY | 4.1
312333601790 | EARTHWORK | EXCAVATION & FILL | TRENCHING | Trenching, hydraulic excavator, 2-1/2 cy, blasted roc | CY | 4.32
312333601940 | EARTHWORK | EXCAVATION & FILL | TRENCHING | Trencher, chain, 1' wide to 4' deep, light soil | CY | 3.4
312333601960 | EARTHWORK | EXCAVATION & FILL | TRENCHING | Trencher, chain, 1' wide to 4' deep, medium soil | CY | 3.89
312333601980 | EARTHWORK | EXCAVATION & FILL | TRENCHING | Trencher, chain, 1' wide to 4' deep, heavy soil | CY | 4.54
312333603120 | EARTHWORK | EXCAVATION & FILL | TRENCHING | Hand excavation, bulk, wheeled 100', normal soil | CY | 71.19
312333603140 | EARTHWORK | EXCAVATION & FILL | TRENCHING | Hand excavation, bulk, wheeled 100', sand or gravel | CY | 64.07
312333603160 | EARTHWORK | EXCAVATION & FILL | TRENCHING | Hand excavation, bulk, wheeled 100', medium clay | CY | 91.53
312333603180 | EARTHWORK | EXCAVATION & FILL | TRENCHING | Hand excavation, bulk, wheeled 100', heavy clay | CY | 128
312333603200 | EARTHWORK | EXCAVATION & FILL | TRENCHING | Hand excavation, bulk, wheeled 100', loose rock | CY | 160
312333603320 | EARTHWORK | EXCAVATION & FILL | TRENCHING | Hand excavation, trench, to 2' deep, normal soil | CY | 80.09
312333603340 | EARTHWORK | EXCAVATION & FILL | TRENCHING | Hand excavation, trench, to 2' deep, sand or gravel | CY | 71.19
312333603360 | EARTHWORK | EXCAVATION & FILL | TRENCHING | Hand excavation, trench, to 2' deep, medium clay | CY | 107
312333603380 | EARTHWORK | EXCAVATION & FILL | TRENCHING | Hand excavation, trench, to 2' deep, heavy clay | CY | 160
312333603390 | EARTHWORK | EXCAVATION & FILL | TRENCHING | Hand excavation, trench, to 2' deep, loose rock | CY | 214
312333603420 | EARTHWORK | EXCAVATION & FILL | TRENCHING | Hand excavation, trench, to 6' deep, normal soil | CY | 91.53
312333603440 | EARTHWORK | EXCAVATION & FILL | TRENCHING | Hand excavation, wheeled 100', sand or gravel | CY | 80.09
312333603460 | EARTHWORK | EXCAVATION & FILL | TRENCHING | Hand excavation, trench, to 6' deep, medium clay | CY | 128
312333603480 | EARTHWORK | EXCAVATION & FILL | TRENCHING | Hand excavation, trench, to 6' deep, heavy clay | CY | 214
312333603500 | EARTHWORK | EXCAVATION & FILL | TRENCHING | Hand excavation, trench, to 6' deep, loose rock | CY | 320
312333603620 | EARTHWORK | EXCAVATION & FILL | TRENCHING | Backfill trench, w/compaction, by hand | CY | 53.39
312333603640 | EARTHWORK | EXCAVATION & FILL | TRENCHING | Backfill trench, w/compaction, by small dozer | CY | 3.4
312333603650 | EARTHWORK | EXCAVATION & FILL | TRENCHING | Backfill trenches, compaction, 200 hp tracked dozer | CY | 2.16
312333603660 | EARTHWORK | EXCAVATION & FILL | TRENCHING | Backfill trenches, compaction, small front-end loder | CY | 3.89
312333603740 | EARTHWORK | EXCAVATION & FILL | TRENCHING | Spread dumped fill or gravel, no comp, 6" layers | SY | 2.27
312333603745 | EARTHWORK | EXCAVATION & FILL | TRENCHING | Compaction of fill, 6" layers | SY | 2.72
312333603760 | EARTHWORK | EXCAVATION & FILL | TRENCHING | Spread dumped fill or gravel, no comp, 12" layers | SY | 2.72
312333603765 | EARTHWORK | EXCAVATION & FILL | TRENCHING | Compaction of fill, 12" layers | SY | 3.4
312333603820 | EARTHWORK | EXCAVATION & FILL | TRENCHING | Spread dumped fill or gravel, by hand w/air tamp | SY | 1.71
312333603900 | EARTHWORK | EXCAVATION & FILL | TRENCHING | Backfill trench, sand bed, no compaction, hand | CY | 91.89
312333603940 | EARTHWORK | EXCAVATION & FILL | TRENCHING | Backfill trench, sand bed, small front-end loader | CY | 44.06
313116001120 | EARTHWORK | SOIL STABILIZATION & TREATMENT | SOIL TREATMENT | Soil treatment, termite control, under slabs | SF | 1.13
313116001140 | EARTHWORK | SOIL STABILIZATION & TREATMENT | SOIL TREATMENT | Soil treatment, termite control, by walls | SF | 1.2
313200301200 | EARTHWORK | SOIL STABILIZATION | GEOTEXTILE | Filter cloth, light reinf, woven, 12'-6"w x 50' long | SF | 0.43
313200301300 | EARTHWORK | SOIL STABILIZATION | GEOTEXTILE | Filter cloth, light reinf, woven, various lengths | SF | 0.61
313200301390 | EARTHWORK | SOIL STABILIZATION | GEOTEXTILE | Filter cloth, light reinf, non-woven, 14'-8" wide, 430' long | SF | 0.28
313200301400 | EARTHWORK | SOIL STABILIZATION | GEOTEXTILE | Filter cloth, light reinf, non-woven, 14'-8" wide, various lengths | SF | 0.35
313200500100 | EARTHWORK | SOIL STABILIZATION | SOIL STABILIZATION | Straw bale secured with rebar | LF | 11.29
313200500120 | EARTHWORK | SOIL STABILIZATION | SOIL STABILIZATION | Filter barrier, 18" high filter fabric | LF | 8.62
313200500130 | EARTHWORK | SOIL STABILIZATION | SOIL STABILIZATION | Sediment fence, 36" fabric with 6" mesh | LF | 13.25
313200501000 | EARTHWORK | SOIL STABILIZATION | SOIL STABILIZATION | Soil stabilization with tar, burlap, straw and s | SF | 0.53
313600102080 | EARTHWORK | GABIONS | SLOPE PROTECTION | Gabions, stone filled, 6" deep | SY | 70.58
313600102090 | EARTHWORK | GABIONS | SLOPE PROTECTION | Gabions, stone filled, 9" deep | SY | 83.75
313600102100 | EARTHWORK | GABIONS | SLOPE PROTECTION | Gabions, stone filled, 12" deep | SY | 105
313600102120 | EARTHWORK | GABIONS | SLOPE PROTECTION | Gabions, stone filled, 18" deep | SY | 130
313600102140 | EARTHWORK | GABIONS | SLOPE PROTECTION | Gabions, stone filled, 36" deep | SY | 226
313700100110 | EARTHWORK | RIPRAP | RIPRAP | Rip rap, crushed stone blanket, max size 2-1/2" | TON | 147
313700100120 | EARTHWORK | RIPRAP | RIPRAP | Rip-rap, 300 lb stones | TON | 150
313700100130 | EARTHWORK | RIPRAP | RIPRAP | Rip-rap, 400 lb stones | TON | 146
313700100140 | EARTHWORK | RIPRAP | RIPRAP | Rip-rap, 500 lb stones | TON | 142
313700100150 | EARTHWORK | RIPRAP | RIPRAP | Rip-rap, 700 lb stones | TON | 139
313700100160 | EARTHWORK | RIPRAP | RIPRAP | Dry concrete rip rap in bags 3" thick, 80 lb. pe | BAG | 12.59
314116001100 | EARTHWORK | SHORING AND UNDERPINNING | STEEL SHEET PILING | Steel sheet pilg, driven & pulled, 12" wide, 20' long | SF | 46.67
314116001200 | EARTHWORK | SHORING AND UNDERPINNING | STEEL SHEET PILING | Steel sheet pilg, driven & pulled, 12" wide, 35' long | SF | 40.6
314116001300 | EARTHWORK | SHORING AND UNDERPINNING | STEEL SHEET PILING | Steel sheet pilg, driven & pulled, 12" wide, 50' long | SF | 36.06
314116001400 | EARTHWORK | SHORING AND UNDERPINNING | STEEL SHEET PILING | Steel sheet pilg, drvn & pld, 12" wide, over 50' long | SF | 35.09
314133001000 | EARTHWORK | SHORING AND UNDERPINNING | TRENCH SHEETING | Closed timber, incl pull & salvage, excav 8' deep | SF | 15.82
314133001200 | EARTHWORK | SHORING AND UNDERPINNING | TRENCH SHEETING | Closed timber, incl pull & salvage, excav 10' deep | SF | 16.54
314133001300 | EARTHWORK | SHORING AND UNDERPINNING | TRENCH SHEETING | Closed timber, incl pull & salvage, excav 12' deep | SF | 17.35
314133001400 | EARTHWORK | SHORING AND UNDERPINNING | TRENCH SHEETING | Closed timber, incl pull & salvage, excav 14' deep | SF | 18.32
314133001600 | EARTHWORK | SHORING AND UNDERPINNING | TRENCH SHEETING | Closed timber, incl pull & salvage, excav 16' deep | SF | 19.25
314133001800 | EARTHWORK | SHORING AND UNDERPINNING | TRENCH SHEETING | Closed timber, incl pull & salvage, excav 18' deep | SF | 21.57
314133002000 | EARTHWORK | SHORING AND UNDERPINNING | TRENCH SHEETING | Closed timber, incl pull & salvage, excav 20' deep | SF | 23.97
315000100120 | EARTHWORK | EXCAVATION SUPPORT AND PROTECTION | TRENCH BOX | Trench Box, 10' X 10' Steel, 4" Wall, Rental Rate, 4 hour | EA | 224
315000100140 | EARTHWORK | EXCAVATION SUPPORT AND PROTECTION | TRENCH BOX | Trench Box, 10' X 10' Steel, 4" Wall, Rental Rate, Day | EA | 224
315000100160 | EARTHWORK | EXCAVATION SUPPORT AND PROTECTION | TRENCH BOX | Trench Box, 10' X 10' Steel, 4" Wall, Rental Rate, Week | EA | 560
315000100180 | EARTHWORK | EXCAVATION SUPPORT AND PROTECTION | TRENCH BOX | Trench Box, 10' X 10' Steel, 4" Wall, Rental Rate, Month | EA | 1681
315000100220 | EARTHWORK | EXCAVATION SUPPORT AND PROTECTION | TRENCH BOX | Trench Box, 10' X 24' Steel, 4" Wall, Rental Rate, 4 hour | EA | 432
315000100240 | EARTHWORK | EXCAVATION SUPPORT AND PROTECTION | TRENCH BOX | Trench Box, 10' X 24' Steel, 4" Wall, Rental Rate, Day | EA | 432
315000100260 | EARTHWORK | EXCAVATION SUPPORT AND PROTECTION | TRENCH BOX | Trench Box, 10' X 24' Steel, 4" Wall, Rental Rate, Week | EA | 1081
315000100280 | EARTHWORK | EXCAVATION SUPPORT AND PROTECTION | TRENCH BOX | Trench Box, 10' X 24' Steel, 4" Wall, Rental Rate, Month | EA | 3242
315200101000 | EARTHWORK | COFFERDAMS | COFFERDAMS | Cofferdam, steel, pull & salvage, driven from, 15' dee | SF | 57.16
315200101020 | EARTHWORK | COFFERDAMS | COFFERDAMS | Cofferdam, steel, pull & salvage, driven from, 20' dee | SF | 55.14
315200101040 | EARTHWORK | COFFERDAMS | COFFERDAMS | Cofferdam, steel, pull & salvage, driven from, 25' dee | SF | 53.37
315200101060 | EARTHWORK | COFFERDAMS | COFFERDAMS | Cofferdam, steel, pull & salvage, driven from, 30' dee | SF | 51.81
315200101080 | EARTHWORK | COFFERDAMS | COFFERDAMS | Cofferdam, steel, pull & salvage, driven from, 40' dee | SF | 50.43
315200101100 | EARTHWORK | COFFERDAMS | COFFERDAMS | Cofferdam, stl, pull & salv, drvn from barge, 20' deep | SF | 59.49
315200101120 | EARTHWORK | COFFERDAMS | COFFERDAMS | Cofferdam, stl, pull & salv, drvn from barge, 30' deep | SF | 57.16
315200101140 | EARTHWORK | COFFERDAMS | COFFERDAMS | Cofferdam, stl, pull & salv, drvn from barge, 40' deep | SF | 55.14
315200101160 | EARTHWORK | COFFERDAMS | COFFERDAMS | Cofferdam, stl, pull & salv, drvn from barge, 50' deep | SF | 53.37
316200101020 | EARTHWORK | PILES AND CAISSONS | PILE TESTING | Pile test, 50 ton to 100 ton | EA | 20680
316200101030 | EARTHWORK | PILES AND CAISSONS | PILE TESTING | Pile test, 50 ton to 200 ton | EA | 29205
316200101060 | EARTHWORK | PILES AND CAISSONS | PILE TESTING | Pile test, 50 ton to 300 ton | EA | 33770
316200101080 | EARTHWORK | PILES AND CAISSONS | PILE TESTING | Pile test, 50 ton to 400 ton | EA | 39600
316200101100 | EARTHWORK | PILES AND CAISSONS | PILE TESTING | Pile test, 50 ton to 600 ton | EA | 49390
316216501021 | EARTHWORK | PILES AND CAISSONS | STEEL PILES | H-section piles, 8x8, 36 lb/ft, 30' long | LF | 50.35
316216501022 | EARTHWORK | PILES AND CAISSONS | STEEL PILES | H-section piles, 8x8, 36 lb/ft, 40' long | LF | 46.81
316216501023 | EARTHWORK | PILES AND CAISSONS | STEEL PILES | H-section piles, 8x8, 36 lb/ft, 50' long | LF | 44.45
316216501041 | EARTHWORK | PILES AND CAISSONS | STEEL PILES | H-section piles, 10x10, 42 lb/ft, 30' long | LF | 55.8
316216501042 | EARTHWORK | PILES AND CAISSONS | STEEL PILES | H-section piles, 10x10, 42 lb/ft, 40' long | LF | 52.26
316216501043 | EARTHWORK | PILES AND CAISSONS | STEEL PILES | H-section piles, 10x10, 42 lb/ft, 50' long | LF | 49.9
316216501061 | EARTHWORK | PILES AND CAISSONS | STEEL PILES | H-section piles, 10x10, 57 lb/ft, 30' long | LF | 69.41
316216501063 | EARTHWORK | PILES AND CAISSONS | STEEL PILES | H-section piles, 10x10, 57 lb/ft, 40' long | LF | 65.87
316216501065 | EARTHWORK | PILES AND CAISSONS | STEEL PILES | H-section piles, 10x10, 57 lb/ft, 50' long | LF | 63.51
316216501081 | EARTHWORK | PILES AND CAISSONS | STEEL PILES | H-section piles, 12x12, 53 lb/ft, 30' long | LF | 67.38
316216501083 | EARTHWORK | PILES AND CAISSONS | STEEL PILES | H-section piles, 12x12, 53 lb/ft, 40' long | LF | 63.25
316216501085 | EARTHWORK | PILES AND CAISSONS | STEEL PILES | H-section piles, 12x12, 53 lb/ft, 50' long | LF | 59.88
316216501101 | EARTHWORK | PILES AND CAISSONS | STEEL PILES | H-section piles, 12x12, 74 lb/ft, 30' long | LF | 86.44
316216501103 | EARTHWORK | PILES AND CAISSONS | STEEL PILES | H-section piles, 12x12, 74 lb/ft, 40' long | LF | 82.31
316216501105 | EARTHWORK | PILES AND CAISSONS | STEEL PILES | H-section piles, 12x12, 74 lb/ft, 50' long | LF | 78.94
316216501121 | EARTHWORK | PILES AND CAISSONS | STEEL PILES | H-section piles, 14x14, 73 lb/ft, 40' long | LF | 85.53
316216501123 | EARTHWORK | PILES AND CAISSONS | STEEL PILES | H-section piles, 14x14, 73 lb/ft, 50' long | LF | 81.4
316216501125 | EARTHWORK | PILES AND CAISSONS | STEEL PILES | H-section piles, 14x14, 73 lb/ft, 60' long | LF | 78.03
316216501142 | EARTHWORK | PILES AND CAISSONS | STEEL PILES | H-section piles, 14x14, 89 lb/ft, 40' long | LF | 100
316216501144 | EARTHWORK | PILES AND CAISSONS | STEEL PILES | H-section piles, 14x14, 89 lb/ft, 50' long | LF | 95.92
316216501146 | EARTHWORK | PILES AND CAISSONS | STEEL PILES | H-section piles, 14x14, 89 lb/ft, 60' long | LF | 92.55
316216501161 | EARTHWORK | PILES AND CAISSONS | STEEL PILES | H-section piles, 14x14, 102 lb/ft, 40' long | LF | 112
316216501163 | EARTHWORK | PILES AND CAISSONS | STEEL PILES | H-section piles, 14x14, 102 lb/ft, 50' long | LF | 108
316216501165 | EARTHWORK | PILES AND CAISSONS | STEEL PILES | H-section piles, 14x14, 102 lb/ft, 60' long | LF | 104
316216501182 | EARTHWORK | PILES AND CAISSONS | STEEL PILES | H-section piles, 14x14, 117 lb/ft, 40' long | LF | 126
316216501184 | EARTHWORK | PILES AND CAISSONS | STEEL PILES | H-section piles, 14x14, 117 lb/ft, 50' long | LF | 122
316216501186 | EARTHWORK | PILES AND CAISSONS | STEEL PILES | H-section piles, 14x14, 117 lb/ft, 60' long | LF | 118
316216504020 | EARTHWORK | PILES AND CAISSONS | STEEL PILES | H-section piles, splice, 8" | EA | 215
316216504060 | EARTHWORK | PILES AND CAISSONS | STEEL PILES | H-section piles, splice, 10" | EA | 244
316216504080 | EARTHWORK | PILES AND CAISSONS | STEEL PILES | H-section piles, splice, 12" | EA | 287
316216504100 | EARTHWORK | PILES AND CAISSONS | STEEL PILES | H-section piles, splice, 14" | EA | 363
316216504120 | EARTHWORK | PILES AND CAISSONS | STEEL PILES | H-section piles, driving cap, 8" | EA | 115
316216504140 | EARTHWORK | PILES AND CAISSONS | STEEL PILES | H-section piles, driving cap, 10" | EA | 131
316216504160 | EARTHWORK | PILES AND CAISSONS | STEEL PILES | H-section piles, driiving cap, 12" | EA | 131
316216504200 | EARTHWORK | PILES AND CAISSONS | STEEL PILES | H-section piles, driving cap, 14" | EA | 143
316216504220 | EARTHWORK | PILES AND CAISSONS | STEEL PILES | H-section piles, standard point, 8" | EA | 144
316216504240 | EARTHWORK | PILES AND CAISSONS | STEEL PILES | H-section piles, standard pint, 10" | EA | 174
316216504260 | EARTHWORK | PILES AND CAISSONS | STEEL PILES | H-section piles, standard point, 12" | EA | 202
316216504280 | EARTHWORK | PILES AND CAISSONS | STEEL PILES | H-section piles, standard point, 14" | EA | 233
316216504300 | EARTHWORK | PILES AND CAISSONS | STEEL PILES | H-section piles, heavy duty point, 8" | EA | 139
316216504305 | EARTHWORK | PILES AND CAISSONS | STEEL PILES | H-section piles, heavy duty point, 10" | EA | 171
316216504310 | EARTHWORK | PILES AND CAISSONS | STEEL PILES | H-section piles, heavy duty point, 12" | EA | 208
316216504320 | EARTHWORK | PILES AND CAISSONS | STEEL PILES | H-section piles, heavy duty point, 14" | EA | 256
316216505040 | EARTHWORK | PILES AND CAISSONS | STEEL PILES | Friction piles, stl casing, w/4000 psi conc, 12" dia | LF | 36.44
316216505060 | EARTHWORK | PILES AND CAISSONS | STEEL PILES | Friction piles, stl casing, w/4000 psi conc, 14" dia | LF | 40.7
316216505080 | EARTHWORK | PILES AND CAISSONS | STEEL PILES | Friction piles, stl casing, w/4000 psi conc, 16" dia | LF | 46.89
316216505100 | EARTHWORK | PILES AND CAISSONS | STEEL PILES | Friction piles, stl casing, w/4000 psi conc, 18" dia | LF | 52.62
316216601100 | EARTHWORK | PILES AND CAISSONS | STEEL PIPE PILES | Concrete filled, 3000#, up to 40', 8" dia | LF | 47.57
316216601120 | EARTHWORK | PILES AND CAISSONS | STEEL PIPE PILES | Concrete filled, 3000#, up to 40', 10" dia | LF | 57.56
316216601140 | EARTHWORK | PILES AND CAISSONS | STEEL PIPE PILES | Concrete filled, 3000#, up to 40', 12" dia | LF | 64.66
316216601160 | EARTHWORK | PILES AND CAISSONS | STEEL PIPE PILES | Concrete filled, 3000#, up to 40', 14" dia | LF | 70.2
316216601180 | EARTHWORK | PILES AND CAISSONS | STEEL PIPE PILES | Concrete filled, 3000#, up to 40', 16" dia | LF | 78.22
316216601200 | EARTHWORK | PILES AND CAISSONS | STEEL PIPE PILES | Concrete filled, 3000#, up to 40', 18" dia | LF | 102
316216602020 | EARTHWORK | PILES AND CAISSONS | STEEL PIPE PILES | Pipe piles, non-filled, 8" dia | LF | 38.59
316216602040 | EARTHWORK | PILES AND CAISSONS | STEEL PIPE PILES | Pipe piles, non-filled, 10" dia | LF | 45.82
316216602060 | EARTHWORK | PILES AND CAISSONS | STEEL PIPE PILES | Pipe piles, non-filled, 12" dia | LF | 53.63
316216602080 | EARTHWORK | PILES AND CAISSONS | STEEL PIPE PILES | Pipe piles, non-filled, 14" dia | LF | 56.53
316216602100 | EARTHWORK | PILES AND CAISSONS | STEEL PIPE PILES | Pipe piles, non-filled, 16" dia | LF | 62.99
316216602120 | EARTHWORK | PILES AND CAISSONS | STEEL PIPE PILES | Pipe piles, non-filled, 18" dia | LF | 78.69
316216602540 | EARTHWORK | PILES AND CAISSONS | STEEL PIPE PILES | Pipe piles, splice, 8" dia | EA | 248
316216602560 | EARTHWORK | PILES AND CAISSONS | STEEL PIPE PILES | Pipe piles, splice, 10" dia | EA | 259
316216602580 | EARTHWORK | PILES AND CAISSONS | STEEL PIPE PILES | Pipe piles, splice, 12" dia | EA | 305
316216602600 | EARTHWORK | PILES AND CAISSONS | STEEL PIPE PILES | Pipe piles, splice, 14" dia | EA | 326
316216602620 | EARTHWORK | PILES AND CAISSONS | STEEL PIPE PILES | Pipe piles, splice, 16" dia | EA | 415
316216602640 | EARTHWORK | PILES AND CAISSONS | STEEL PIPE PILES | Pipe piles, splice, 18" dia | EA | 475
316216602700 | EARTHWORK | PILES AND CAISSONS | STEEL PIPE PILES | Pipe piles, standard point, 8" dia | EA | 279
316216602740 | EARTHWORK | PILES AND CAISSONS | STEEL PIPE PILES | Pipe piles, standard point, 10" dia | EA | 322
316216602760 | EARTHWORK | PILES AND CAISSONS | STEEL PIPE PILES | Pipe piles, standard point, 12" dia | EA | 367
316216602780 | EARTHWORK | PILES AND CAISSONS | STEEL PIPE PILES | Pipe piles, standard point, 14" dia | EA | 379
316216602800 | EARTHWORK | PILES AND CAISSONS | STEEL PIPE PILES | Pipe piles, standard point, 16" dia | EA | 497
316216602820 | EARTHWORK | PILES AND CAISSONS | STEEL PIPE PILES | Pipe piles, standard point, 18" dia | EA | 613
316216602900 | EARTHWORK | PILES AND CAISSONS | STEEL PIPE PILES | Pipe piles, heavy duty point, 8" dia | EA | 418
316216602920 | EARTHWORK | PILES AND CAISSONS | STEEL PIPE PILES | Pipe piles, heavy duty point, 10" dia | EA | 521
316216602940 | EARTHWORK | PILES AND CAISSONS | STEEL PIPE PILES | Pipe piles, heavy duty point, 12" dia | EA | 600
316216602960 | EARTHWORK | PILES AND CAISSONS | STEEL PIPE PILES | Pipe piles, heavy duty point, 14" dia | EA | 742
316216602980 | EARTHWORK | PILES AND CAISSONS | STEEL PIPE PILES | Pipe piles, heavy duty point, 16" dia | EA | 785
316216603000 | EARTHWORK | PILES AND CAISSONS | STEEL PIPE PILES | Pipe piles, heavy duty point, 18" dia | EA | 837
316219000100 | EARTHWORK | PILES AND CAISSONS | WOOD AND TIMBER PILES | Treated wood piles, 12" butt, 8" tip, 25' long | LF | 39.32
316219000110 | EARTHWORK | PILES AND CAISSONS | WOOD AND TIMBER PILES | Treated wood piles, 12" butt, 8" tip, 30' long | LF | 36.96
316219000120 | EARTHWORK | PILES AND CAISSONS | WOOD AND TIMBER PILES | Treated wood piles, 12" butt, 8" tip, 35' long | LF | 34.43
316219000125 | EARTHWORK | PILES AND CAISSONS | WOOD AND TIMBER PILES | Treated wood piles, 12" butt, 8" tip, 40' long | LF | 32.54
316219000130 | EARTHWORK | PILES AND CAISSONS | WOOD AND TIMBER PILES | Treated wood piles, 12" butt, 7" tip, 40' long | LF | 35
316219000132 | EARTHWORK | PILES AND CAISSONS | WOOD AND TIMBER PILES | Treated wood piles, 12" butt, 7" tip, 45' long | LF | 33.52
316219000134 | EARTHWORK | PILES AND CAISSONS | WOOD AND TIMBER PILES | Treated wood piles, 12" butt, 7" tip, 50' long | LF | 35.4
316219000150 | EARTHWORK | PILES AND CAISSONS | WOOD AND TIMBER PILES | Treated wood piles, 12" butt, 7" tip, 55' long | LF | 34.43
316219000160 | EARTHWORK | PILES AND CAISSONS | WOOD AND TIMBER PILES | Treated wood piles, 12" butt, 7" tip, 60' long | LF | 33.63
316313501000 | EARTHWORK | BORED PILES | PRESTRESSED PILING | Prestressed concrete piling, less than 60', 10" sq | LF | 31.79
316313501002 | EARTHWORK | BORED PILES | PRESTRESSED PILING | Prestressed concrete piling, less than 60', 12" sq | LF | 41.22
316313501004 | EARTHWORK | BORED PILES | PRESTRESSED PILING | Prestressed concrete piling, less than 60', 14" sq | LF | 42.8
316313501006 | EARTHWORK | BORED PILES | PRESTRESSED PILING | Prestressed concrete piling, less than 60', 16" sq | LF | 50.66
316313501008 | EARTHWORK | BORED PILES | PRESTRESSED PILING | Prestressed concrete piling, less than 60', 18" sq | LF | 66.99
316313501010 | EARTHWORK | BORED PILES | PRESTRESSED PILING | Prestressed concrete piling, less than 60', 20" sq | LF | 87.34
316313501012 | EARTHWORK | BORED PILES | PRESTRESSED PILING | Prestressed concrete piling, less than 60', 24" sq | LF | 109
316313501120 | EARTHWORK | BORED PILES | PRESTRESSED PILING | Prestressed conc piling, more than 60' long, 12" sq | LF | 40.21
316313501140 | EARTHWORK | BORED PILES | PRESTRESSED PILING | Prestressed conc piling, more than 60' long, 14" sq | LF | 43.63
316313501160 | EARTHWORK | BORED PILES | PRESTRESSED PILING | Prestressed conc piling, more than 60' long, 16" sq | LF | 51.12
316313501180 | EARTHWORK | BORED PILES | PRESTRESSED PILING | Prestressed conc piling, more than 60' long, 18" sq | LF | 64.86
316313501200 | EARTHWORK | BORED PILES | PRESTRESSED PILING | Prestressed conc piling, more than 60' long, 20" sq | LF | 84.89
316313501220 | EARTHWORK | BORED PILES | PRESTRESSED PILING | Prestressed conc piling, more than 60' long, 24" sq | LF | 99.94
316313501500 | EARTHWORK | BORED PILES | PRESTRESSED PILING | Prestressed, strt cyl, less than 60', 12" dia | LF | 39.39
316313501540 | EARTHWORK | BORED PILES | PRESTRESSED PILING | Prestressed, strt cyl, less than 60', 14" dia | LF | 50.15
316313501560 | EARTHWORK | BORED PILES | PRESTRESSED PILING | Prestressed, strt cyl, less than 60', 16" dia | LF | 59.1
316313501580 | EARTHWORK | BORED PILES | PRESTRESSED PILING | Prestressed, strt cyl, less than 60', 18" dia | LF | 72.41
316313501600 | EARTHWORK | BORED PILES | PRESTRESSED PILING | Prestressed, strt cyl, less than 60', 20" dia | LF | 84.06
316313501620 | EARTHWORK | BORED PILES | PRESTRESSED PILING | Prestressed, strt cyl, less than 60', 24" dia | LF | 102
316313501700 | EARTHWORK | BORED PILES | PRESTRESSED PILING | Prestressed strt cyl, more than 60' long, 12" dia | LF | 37.47
316313501720 | EARTHWORK | BORED PILES | PRESTRESSED PILING | Prestressed strt cyl, more than 60' long, 14" dia | LF | 48.14
316313501740 | EARTHWORK | BORED PILES | PRESTRESSED PILING | Prestressed strt cyl, more than 60' long, 16" dia | LF | 57
316313501760 | EARTHWORK | BORED PILES | PRESTRESSED PILING | Prestressed strt cyl, more than 60' long, 18" dia | LF | 70.22
316313501780 | EARTHWORK | BORED PILES | PRESTRESSED PILING | Prestressed strt cyl, more than 60' long, 20" dia | LF | 81.77
316313501800 | EARTHWORK | BORED PILES | PRESTRESSED PILING | Prestressed strt cyl, more than 60' long, 24" dia | LF | 101
316313503100 | EARTHWORK | BORED PILES | PRESTRESSED PILING | Prestressed, conc sheet piling, 12" thick x 20' long | SF | 55.22
316313503120 | EARTHWORK | BORED PILES | PRESTRESSED PILING | Prestressed, conc sheet piling, 12" thick x 25' long | SF | 53.28
316313503130 | EARTHWORK | BORED PILES | PRESTRESSED PILING | Prestressed, conc sheet piling, 12" thick x 30' long | SF | 51.68
316313503140 | EARTHWORK | BORED PILES | PRESTRESSED PILING | Prestressed, conc sheet piling, 12" thick x 35' long | SF | 50.32
316313503150 | EARTHWORK | BORED PILES | PRESTRESSED PILING | Prestressed, conc sheet piling, 12" thick x 40' long | SF | 49.15
316313503200 | EARTHWORK | BORED PILES | PRESTRESSED PILING | Prestressed, conc sheet piling, 16" thick x 40' long | SF | 58.33
316313503220 | EARTHWORK | BORED PILES | PRESTRESSED PILING | Prestressed, conc sheet piling, 16" thick x 45' long | SF | 57.72
316313503240 | EARTHWORK | BORED PILES | PRESTRESSED PILING | Prestressed, conc sheet piling, 16" thick x 50' long | SF | 57.16
316313503260 | EARTHWORK | BORED PILES | PRESTRESSED PILING | Prestressed, conc sheet piling, 16" thick x 55' long | SF | 56.65
316313503280 | EARTHWORK | BORED PILES | PRESTRESSED PILING | Prestressed, conc sheet piling, 16" thick x 60' long | SF | 56.19
316400101020 | EARTHWORK | CAISSONS | CAISSONS | Caisson, incl 3000# conc, in stable ground, 18" dia | LF | 61.09
316400101040 | EARTHWORK | CAISSONS | CAISSONS | Caisson, incl 3000# conc, in stable ground, 24" dia | LF | 74.04
316400101060 | EARTHWORK | CAISSONS | CAISSONS | Caisson, incl 3000# conc, in stable ground, 30" dia | LF | 98.79
316400101080 | EARTHWORK | CAISSONS | CAISSONS | Caisson, incl 3000# conc, in stable ground, 36" dia | LF | 124
316400101100 | EARTHWORK | CAISSONS | CAISSONS | Caisson, incl 3000# conc, in stable ground, 48" dia | LF | 184
316400101120 | EARTHWORK | CAISSONS | CAISSONS | Caisson, incl 3000# conc, in stable ground, 60" dia | LF | 285
316400101140 | EARTHWORK | CAISSONS | CAISSONS | Caisson, incl 3000# conc, in stable ground, 72" dia | LF | 398
316400101160 | EARTHWORK | CAISSONS | CAISSONS | Caisson, incl 3000# conc, in stable ground, 84" dia | LF | 490
316400101520 | EARTHWORK | CAISSONS | CAISSONS | Caisson, wet ground, casing req but pulled, 18" dia | LF | 73.4
316400101540 | EARTHWORK | CAISSONS | CAISSONS | Caisson, wet ground, casing req but pulled, 24" dia | LF | 91.5
316400101560 | EARTHWORK | CAISSONS | CAISSONS | Caisson, wet ground, casing req but pulled, 30" dia | LF | 116
316400101580 | EARTHWORK | CAISSONS | CAISSONS | Caisson, wet ground, casing req but pulled, 36" dia | LF | 140
316400101600 | EARTHWORK | CAISSONS | CAISSONS | Caisson, wet ground, casing req but pulled, 48" dia | LF | 212
316400101620 | EARTHWORK | CAISSONS | CAISSONS | Caisson, wet ground, casing req but pulled, 60" dia | LF | 323
316400101640 | EARTHWORK | CAISSONS | CAISSONS | Caisson, wet ground, casing req but pulled, 72" dia | LF | 483
316400101660 | EARTHWORK | CAISSONS | CAISSONS | Caisson, wet ground, casing req but pulled, 84" dia | LF | 634
316400102020 | EARTHWORK | CAISSONS | CAISSONS | Caisson, soft rock, 18" dia | LF | 172
316400102040 | EARTHWORK | CAISSONS | CAISSONS | Caisson, soft rock, 24" dia | LF | 298
316400102060 | EARTHWORK | CAISSONS | CAISSONS | Caisson, soft rock, 30" dia | LF | 404
316400102080 | EARTHWORK | CAISSONS | CAISSONS | Caisson, soft rock, 36" dia | LF | 600
316400102100 | EARTHWORK | CAISSONS | CAISSONS | Caisson, soft rock, 48" dia | LF | 831
316400102120 | EARTHWORK | CAISSONS | CAISSONS | Caisson, soft rock, 60" dia | LF | 1266
316400102140 | EARTHWORK | CAISSONS | CAISSONS | Caisson, soft rock, 72" dia | LF | 1485
316400102160 | EARTHWORK | CAISSONS | CAISSONS | Caisson, soft rock, 84" dia | LF | 1695
321117100010 | EXTERIOR IMPROVEMENTS | PAVING | ASPHALT REPAIR | Coal tar emulsion seal coat, rubber additive, fu | SY | 4.02
321117100020 | EXTERIOR IMPROVEMENTS | PAVING | ASPHALT REPAIR | Bituminous surface treatment, single | SY | 3.49
321117100030 | EXTERIOR IMPROVEMENTS | PAVING | ASPHALT REPAIR | Bituminous surface treatment, double | SY | 3.85
321117100040 | EXTERIOR IMPROVEMENTS | PAVING | ASPHALT REPAIR | Bituminous prime coat | SY | 1.99
321117100050 | EXTERIOR IMPROVEMENTS | PAVING | ASPHALT REPAIR | Tack coat | SY | 1
321117100910 | EXTERIOR IMPROVEMENTS | PAVING | ASPHALT REPAIR | Crack sealing, concrete paving | LF | 2.02
321117104000 | EXTERIOR IMPROVEMENTS | PAVING | ASPHALT REPAIR | Bituminous paving for pipe trench, 4" thick | SY | 41.59
321117106010 | EXTERIOR IMPROVEMENTS | PAVING | ASPHALT REPAIR | Polypropylene, nonwoven paving fabric | SY | 2.66
321117106020 | EXTERIOR IMPROVEMENTS | PAVING | ASPHALT REPAIR | Asphalt repair, rubberized asphalt | SY | 9.6
321117106040 | EXTERIOR IMPROVEMENTS | PAVING | ASPHALT REPAIR | Asphalt slurry seal | SY | 13.11
321216000100 | EXTERIOR IMPROVEMENTS | FLEXIBLE PAVEMENT | ASPHALT SURFACES | Asphalt surface, 1" thick | SY | 8.61
321216000120 | EXTERIOR IMPROVEMENTS | FLEXIBLE PAVEMENT | ASPHALT SURFACES | Asphalt surface, 1-1/2" thick | SY | 11.85
321216000130 | EXTERIOR IMPROVEMENTS | FLEXIBLE PAVEMENT | ASPHALT SURFACES | Asphalt surface, 2" thick | SY | 15.45
321216000140 | EXTERIOR IMPROVEMENTS | FLEXIBLE PAVEMENT | ASPHALT SURFACES | Asphalt surface, 3" thick | SY | 22.28
321216001010 | EXTERIOR IMPROVEMENTS | FLEXIBLE PAVEMENT | ASPHALT SURFACES | Asphalt binder course, 1-1/2" thick | SY | 11.35
321216001030 | EXTERIOR IMPROVEMENTS | FLEXIBLE PAVEMENT | ASPHALT SURFACES | Asphalt binder course, 2" thick | SY | 14.72
321216001040 | EXTERIOR IMPROVEMENTS | FLEXIBLE PAVEMENT | ASPHALT SURFACES | Asphalt binder course, 3" thick | SY | 21.27
321216001050 | EXTERIOR IMPROVEMENTS | FLEXIBLE PAVEMENT | ASPHALT SURFACES | Asphalt binder course, 4" thick | SY | 26.87
321216001060 | EXTERIOR IMPROVEMENTS | FLEXIBLE PAVEMENT | ASPHALT SURFACES | Asphalt binder course, 5" thick | SY | 32.61
321216001070 | EXTERIOR IMPROVEMENTS | FLEXIBLE PAVEMENT | ASPHALT SURFACES | Asphalt binder course, 6" thick | SY | 38.54
321216002020 | EXTERIOR IMPROVEMENTS | FLEXIBLE PAVEMENT | ASPHALT SURFACES | Bituminous, sidewalk, no base, 2" thick | SY | 14.97
321216002040 | EXTERIOR IMPROVEMENTS | FLEXIBLE PAVEMENT | ASPHALT SURFACES | Bituminous sidewalk, no base, 3" thick | SY | 20.61
321313002000 | EXTERIOR IMPROVEMENTS | RIGID PAVING | CONCRETE PAVING | Paving, concrete, 5000 psi, 6" thick | SY | 71.03
321313002005 | EXTERIOR IMPROVEMENTS | RIGID PAVING | CONCRETE PAVING | Paving, concrete, 5000 psi, 7" thick | SY | 79.56
321313002010 | EXTERIOR IMPROVEMENTS | RIGID PAVING | CONCRETE PAVING | Paving, concrete, 5000 psi, 8" thick | SY | 88.4
321313002015 | EXTERIOR IMPROVEMENTS | RIGID PAVING | CONCRETE PAVING | Paving, concrete, 5000 psi, 9" thick | SY | 97.63
321313002020 | EXTERIOR IMPROVEMENTS | RIGID PAVING | CONCRETE PAVING | Paving, concrete, 5000 psi, 10" thick | SY | 107
321313002030 | EXTERIOR IMPROVEMENTS | RIGID PAVING | CONCRETE PAVING | Paving, concrete, 5000 psi, 11" thick | SY | 118
321313002040 | EXTERIOR IMPROVEMENTS | RIGID PAVING | CONCRETE PAVING | Paving, concrete, 5000 psi, 12" thick | SY | 129
321313002045 | EXTERIOR IMPROVEMENTS | RIGID PAVING | CONCRETE PAVING | Paving, concrete, 5000 psi, 15" thick | SY | 161
321313002051 | EXTERIOR IMPROVEMENTS | RIGID PAVING | CONCRETE PAVING | Paving, concrete, pipe trench, 7" thick | SY | 110
321313002052 | EXTERIOR IMPROVEMENTS | RIGID PAVING | CONCRETE PAVING | Paving, concrete, pipe trench, 8" thick | SY | 120
321313002053 | EXTERIOR IMPROVEMENTS | RIGID PAVING | CONCRETE PAVING | Paving, concrete, pipe trench, 9" thick | SY | 131
321313002054 | EXTERIOR IMPROVEMENTS | RIGID PAVING | CONCRETE PAVING | Paving, concrete, pipe trench, 10" thick | SY | 144
321313002070 | EXTERIOR IMPROVEMENTS | RIGID PAVING | CONCRETE PAVING | Paving, fibrous concrete, 5" thick | SY | 78.13
321313002080 | EXTERIOR IMPROVEMENTS | RIGID PAVING | CONCRETE PAVING | Paving, fibrous concrete, 8" thick | SY | 91.74
321313004040 | EXTERIOR IMPROVEMENTS | RIGID PAVING | CONCRETE PAVING | Paving, roller compacted concrete, 8" thick | SY | 99.13
321313004060 | EXTERIOR IMPROVEMENTS | RIGID PAVING | CONCRETE PAVING | Paving, roller compacted concrete, 12" thick | SY | 136
321313009000 | EXTERIOR IMPROVEMENTS | RIGID PAVING | CONCRETE PAVING | Paving, steel edge forms up to 12" deep | LF | 3.46
321313009020 | EXTERIOR IMPROVEMENTS | RIGID PAVING | CONCRETE PAVING | Paving, steel edge forms up to 15" deep | LF | 4.25
321313009040 | EXTERIOR IMPROVEMENTS | RIGID PAVING | CONCRETE PAVING | Paving finishes, belt dragged | SY | 3.2
321313009060 | EXTERIOR IMPROVEMENTS | RIGID PAVING | CONCRETE PAVING | Paving finishes, curing | SY | 1.15
321313106010 | EXTERIOR IMPROVEMENTS | RIGID PAVING | SIDEWALKS | Walks, wire mesh, no base, 4" thick | SF | 5.04
321313106020 | EXTERIOR IMPROVEMENTS | RIGID PAVING | SIDEWALKS | Walks, wire mesh, no base, 5" thick | SF | 6.47
321313106030 | EXTERIOR IMPROVEMENTS | RIGID PAVING | SIDEWALKS | Walks, wire mesh, no base, 6" thick | SF | 8.01
321416004020 | EXTERIOR IMPROVEMENTS | UNIT PAVING | PAVERS, MASONRY | Brick walk, laid flat (4.5/sf) | SF | 13.4
321416004040 | EXTERIOR IMPROVEMENTS | UNIT PAVING | PAVERS, MASONRY | Brick walk, laid on edge (7.2/sf) | SF | 20.57
321416005010 | EXTERIOR IMPROVEMENTS | UNIT PAVING | PAVERS, MASONRY | Precast conc patio blocks, 2" thick, natural | SF | 6.09
321416005020 | EXTERIOR IMPROVEMENTS | UNIT PAVING | PAVERS, MASONRY | Precast conc patio blocks, 2" thick, colors | SF | 7.46
321416005100 | EXTERIOR IMPROVEMENTS | UNIT PAVING | PAVERS, MASONRY | Precast conc, exposed aggregates, local, natural | SF | 13.11
321416005120 | EXTERIOR IMPROVEMENTS | UNIT PAVING | PAVERS, MASONRY | Precast conc, exposed aggregates, local, colors | SF | 13.11
321416005130 | EXTERIOR IMPROVEMENTS | UNIT PAVING | PAVERS, MASONRY | Precast conc, exposed aggregates, granite | SF | 13.58
321416005140 | EXTERIOR IMPROVEMENTS | UNIT PAVING | PAVERS, MASONRY | Precast conc, exposed aggregates, white tumblestone | SF | 10.46
321416006010 | EXTERIOR IMPROVEMENTS | UNIT PAVING | PAVERS, MASONRY | Pavers, bluestone, 1" thick, irregular | SF | 27.5
321416006020 | EXTERIOR IMPROVEMENTS | UNIT PAVING | PAVERS, MASONRY | Pavers, bluestone, 1" thick, snapped rectangular | SF | 27.77
321416006060 | EXTERIOR IMPROVEMENTS | UNIT PAVING | PAVERS, MASONRY | Pavers, bluestone, 1-1/2" thick, random rectangular | SF | 33.45
321416006070 | EXTERIOR IMPROVEMENTS | UNIT PAVING | PAVERS, MASONRY | Pavers, bluestone, 2" thick, random rectangular | SF | 38.74
321416006100 | EXTERIOR IMPROVEMENTS | UNIT PAVING | PAVERS, MASONRY | Pavers, slate, irregular, 3/4" thick | SF | 32.33
321416006120 | EXTERIOR IMPROVEMENTS | UNIT PAVING | PAVERS, MASONRY | Pavers, slate, random rectangular, 1/4" thick | SF | 41.17
321416006130 | EXTERIOR IMPROVEMENTS | UNIT PAVING | PAVERS, MASONRY | Pavers, slate, irregular, 1/2" thick | SF | 46.1
321416007020 | EXTERIOR IMPROVEMENTS | UNIT PAVING | PAVERS, MASONRY | Pavers, granite, 3" thick, 3-6" wide, 4-12" long | SF | 40.2
321416007030 | EXTERIOR IMPROVEMENTS | UNIT PAVING | PAVERS, MASONRY | Pavers, granite, 3" thick, 3"-6" wide, 6"-15" long | SF | 31.6
321416009800 | EXTERIOR IMPROVEMENTS | UNIT PAVING | PAVERS, MASONRY | Crushed stone, white marble, 3" thick | SF | 3.24
321700201010 | EXTERIOR IMPROVEMENTS | PAVING SPECIALTIES | CONCRETE CURBS, CURBS AND GUTTERS | Concrete Curb and Gutter, cast in place, 9” x 12” | LF | 33.38
321700201020 | EXTERIOR IMPROVEMENTS | PAVING SPECIALTIES | CONCRETE CURBS, CURBS AND GUTTERS | Concrete Curb and Gutter, cast in place, 9” x 18” | LF | 38.62
321700201030 | EXTERIOR IMPROVEMENTS | PAVING SPECIALTIES | CONCRETE CURBS, CURBS AND GUTTERS | Concrete Curb and Gutter, cast in place, 9” x 24” | LF | 43.71
321700201040 | EXTERIOR IMPROVEMENTS | PAVING SPECIALTIES | CONCRETE CURBS, CURBS AND GUTTERS | Concrete Curb and Gutter, cast in place, 9” x 30” | LF | 49.62
321700301020 | EXTERIOR IMPROVEMENTS | PAVING SPECIALTIES | GUARDRAILS | Pipe bollard, steel, conc fill, ptd, 6" dia | EA | 536
321700301040 | EXTERIOR IMPROVEMENTS | PAVING SPECIALTIES | GUARDRAILS | Pipe bollard, steel, conc fill, ptd, 8" dia | EA | 706
321700301060 | EXTERIOR IMPROVEMENTS | PAVING SPECIALTIES | GUARDRAILS | Pipe bollard, steel, conc fill, ptd, 12" dia | EA | 1205
321700302000 | EXTERIOR IMPROVEMENTS | PAVING SPECIALTIES | GUARDRAILS | Corrugated steel, guard rail, galv | LF | 42.59
321700302020 | EXTERIOR IMPROVEMENTS | PAVING SPECIALTIES | GUARDRAILS | End section, wrap around or flared | EA | 162
321700302080 | EXTERIOR IMPROVEMENTS | PAVING SPECIALTIES | GUARDRAILS | Timber guard rail, 4"x8" | LF | 47.23
321700303020 | EXTERIOR IMPROVEMENTS | PAVING SPECIALTIES | GUARDRAILS | Guard rail, 3 cables, 3/4" dia, steel posts | LF | 38.51
321700303040 | EXTERIOR IMPROVEMENTS | PAVING SPECIALTIES | GUARDRAILS | Guard rail, 3 cables, 3/4" dia, wood posts | LF | 35.17
321700303060 | EXTERIOR IMPROVEMENTS | PAVING SPECIALTIES | GUARDRAILS | Guard rail, steel box beam, 6" x 6" | LF | 106
321700304000 | EXTERIOR IMPROVEMENTS | PAVING SPECIALTIES | GUARDRAILS | Guard rail, steel box beam, 6" x 8" | LF | 114
321700304010 | EXTERIOR IMPROVEMENTS | PAVING SPECIALTIES | GUARDRAILS | Concrete posts | EA | 88.56
321700304100 | EXTERIOR IMPROVEMENTS | PAVING SPECIALTIES | GUARDRAILS | Barrel type impact barrier | EA | 777
321700304200 | EXTERIOR IMPROVEMENTS | PAVING SPECIALTIES | GUARDRAILS | Light shield, 6' high | LF | 59.68
321700401020 | EXTERIOR IMPROVEMENTS | PAVING SPECIALTIES | PARKING BARRIERS | Timber, treated, 8' long, 4"x 4" | EA | 71.91
321700401200 | EXTERIOR IMPROVEMENTS | PAVING SPECIALTIES | PARKING BARRIERS | Timber, treated, 8' long, 6"x 6" | EA | 98.49
321700401800 | EXTERIOR IMPROVEMENTS | PAVING SPECIALTIES | PARKING BARRIERS | Precast concrete, 4' long, w/dowels, 12"x 6" | EA | 99.82
321700401900 | EXTERIOR IMPROVEMENTS | PAVING SPECIALTIES | PARKING BARRIERS | Precast concrete, 4' long, w/dowels, 12"x 8" | EA | 116
321723000100 | EXTERIOR IMPROVEMENTS | PAVING SPECIALTIES | PAVEMENT MARKINGS | Pavement line marking, paint, 4" wide | LF | 0.48
321723000120 | EXTERIOR IMPROVEMENTS | PAVING SPECIALTIES | PAVEMENT MARKINGS | Pavement line marking, paint, 6" wide | LF | 0.7
321723000125 | EXTERIOR IMPROVEMENTS | PAVING SPECIALTIES | PAVEMENT MARKINGS | Pavement line marking, paint, 8" wide | LF | 1.03
321723000140 | EXTERIOR IMPROVEMENTS | PAVING SPECIALTIES | PAVEMENT MARKINGS | Pavement line marking, reflective paint, 4" wide | LF | 1.2
321723000150 | EXTERIOR IMPROVEMENTS | PAVING SPECIALTIES | PAVEMENT MARKINGS | Airfield markings, retro-reflective, white | LF | 1.68
321723000160 | EXTERIOR IMPROVEMENTS | PAVING SPECIALTIES | PAVEMENT MARKINGS | Airfield markings, retro-reflective, yellow | LF | 1.76
321723000170 | EXTERIOR IMPROVEMENTS | PAVING SPECIALTIES | PAVEMENT MARKINGS | Pavement, preformed tape, 4" wide, inlaid reflective | LF | 3.18
321723000190 | EXTERIOR IMPROVEMENTS | PAVING SPECIALTIES | PAVEMENT MARKINGS | Pavement, preformed tape, 4" wide, reflective paint | LF | 2.27
321723000200 | EXTERIOR IMPROVEMENTS | PAVING SPECIALTIES | PAVEMENT MARKINGS | Pavement, preformed tape, 4"w, thermoplastic, white | LF | 1.62
321723000210 | EXTERIOR IMPROVEMENTS | PAVING SPECIALTIES | PAVEMENT MARKINGS | Pavement, preformed tape, 4"w, thermoplastic, yellow | LF | 1.62
321723000220 | EXTERIOR IMPROVEMENTS | PAVING SPECIALTIES | PAVEMENT MARKINGS | Pavement, preformed tape, 12"w, thermoplastic, white | LF | 4.6
321723000230 | EXTERIOR IMPROVEMENTS | PAVING SPECIALTIES | PAVEMENT MARKINGS | Directional arrows, reflective preformed tape | EA | 248
321723000240 | EXTERIOR IMPROVEMENTS | PAVING SPECIALTIES | PAVEMENT MARKINGS | Messages, reflective preform tape (per letter) | EA | 124
321723000250 | EXTERIOR IMPROVEMENTS | PAVING SPECIALTIES | PAVEMENT MARKINGS | Handicap symbol, preformed tape | EA | 102
321723002000 | EXTERIOR IMPROVEMENTS | PAVING SPECIALTIES | PAVEMENT MARKINGS | Parking stall painting | EA | 21.61
323113000250 | EXTERIOR IMPROVEMENTS | SITE IMPROVEMENTS | CHAIN LINK FENCE | Chain link fence, 9 gauge, 4' high | LF | 13.1
323113000260 | EXTERIOR IMPROVEMENTS | SITE IMPROVEMENTS | CHAIN LINK FENCE | Chain link fence, 9 gauge, 5' high | LF | 17.23
323113000270 | EXTERIOR IMPROVEMENTS | SITE IMPROVEMENTS | CHAIN LINK FENCE | Chaink link fence, 9 gauge, 6' high | LF | 20.91
323113000280 | EXTERIOR IMPROVEMENTS | SITE IMPROVEMENTS | CHAIN LINK FENCE | Chain link fence, 9 gauge, 7' high | LF | 24.52
323113001000 | EXTERIOR IMPROVEMENTS | SITE IMPROVEMENTS | CHAIN LINK FENCE | Chain link fence, 9 gauge, 8' high | LF | 29.73
323113001050 | EXTERIOR IMPROVEMENTS | SITE IMPROVEMENTS | CHAIN LINK FENCE | Chain link fence, barbed wire w/hangers, 3 strand | LF | 6.31
323113001060 | EXTERIOR IMPROVEMENTS | SITE IMPROVEMENTS | CHAIN LINK FENCE | Chain link fence, barbed wire w/hangers, 6 strand | LF | 10.61
323113001080 | EXTERIOR IMPROVEMENTS | SITE IMPROVEMENTS | CHAIN LINK FENCE | Chain link fence, corner/gate, 3" post, 4' high | EA | 121
323113001084 | EXTERIOR IMPROVEMENTS | SITE IMPROVEMENTS | CHAIN LINK FENCE | Chain link fence, corner/gate, 3" post, 5' high | EA | 133
323113001085 | EXTERIOR IMPROVEMENTS | SITE IMPROVEMENTS | CHAIN LINK FENCE | Chain link fence, corner/gate, 3" post, 6' high | EA | 150
323113001086 | EXTERIOR IMPROVEMENTS | SITE IMPROVEMENTS | CHAIN LINK FENCE | Chain link fence, corner/gate, 3" post, 7' high | EA | 179
323113001087 | EXTERIOR IMPROVEMENTS | SITE IMPROVEMENTS | CHAIN LINK FENCE | Chain link fence, corner/gate, 3" post, 8' high | EA | 189
323113001090 | EXTERIOR IMPROVEMENTS | SITE IMPROVEMENTS | CHAIN LINK FENCE | Chain link fence, corner/gate, 4" post, 4' high | EA | 194
323113001091 | EXTERIOR IMPROVEMENTS | SITE IMPROVEMENTS | CHAIN LINK FENCE | Chain link fence, corner/gate, 4" post, 5' high | EA | 229
323113001092 | EXTERIOR IMPROVEMENTS | SITE IMPROVEMENTS | CHAIN LINK FENCE | Chain link fence, corner/gate, 4" post, 6' high | EA | 252
323113001093 | EXTERIOR IMPROVEMENTS | SITE IMPROVEMENTS | CHAIN LINK FENCE | Chain link fence, corner/gate, 4" post, 7' high | EA | 277
323113001094 | EXTERIOR IMPROVEMENTS | SITE IMPROVEMENTS | CHAIN LINK FENCE | Chain link fence, corner/gate, 4" post, 8' high | EA | 304
323113001102 | EXTERIOR IMPROVEMENTS | SITE IMPROVEMENTS | CHAIN LINK FENCE | Chain link fence, gate w/gate posts, 3' wide, 4' high | EA | 303
323113001104 | EXTERIOR IMPROVEMENTS | SITE IMPROVEMENTS | CHAIN LINK FENCE | Chain link fence, gate w/gate posts, 3' wide, 5' high | EA | 397
323113001106 | EXTERIOR IMPROVEMENTS | SITE IMPROVEMENTS | CHAIN LINK FENCE | Chain link fence, gate w/gate posts, 3' wide, 6' high | EA | 435
323113001108 | EXTERIOR IMPROVEMENTS | SITE IMPROVEMENTS | CHAIN LINK FENCE | Chain link fence, gate w/gate posts, 3' wide, 7' high | EA | 584
323113001109 | EXTERIOR IMPROVEMENTS | SITE IMPROVEMENTS | CHAIN LINK FENCE | Chain link fence, gate w/gate posts, 3' wide, 8' high | EA | 604
323113001163 | EXTERIOR IMPROVEMENTS | SITE IMPROVEMENTS | CHAIN LINK FENCE | Chain link fence, fabric, 2" mesh, 9 ga, 4' high | LF | 7.7
323113001164 | EXTERIOR IMPROVEMENTS | SITE IMPROVEMENTS | CHAIN LINK FENCE | Chain link fence, fabric, 2" mesh, 9 ga, 5' high | LF | 9.37
323113001165 | EXTERIOR IMPROVEMENTS | SITE IMPROVEMENTS | CHAIN LINK FENCE | Chain link fence, fabric, 2" mesh, 9 ga, 6' high | LF | 12.73
323113001166 | EXTERIOR IMPROVEMENTS | SITE IMPROVEMENTS | CHAIN LINK FENCE | Chain link fence, fabric, 2" mesh, 9 ga, 8' high | LF | 20.19
323113001410 | EXTERIOR IMPROVEMENTS | SITE IMPROVEMENTS | CHAIN LINK FENCE | Chain link fence, line post, 2-1/2" dia, 4' high | EA | 50.59
323113001420 | EXTERIOR IMPROVEMENTS | SITE IMPROVEMENTS | CHAIN LINK FENCE | Chain link fence, line post, 2-1/2" dia, 5' high | EA | 55.15
323113001430 | EXTERIOR IMPROVEMENTS | SITE IMPROVEMENTS | CHAIN LINK FENCE | Chain link fence, line post, 2-1/2" dia, 6' high | EA | 59.84
323113001440 | EXTERIOR IMPROVEMENTS | SITE IMPROVEMENTS | CHAIN LINK FENCE | Chain link fence, line post, 2-1/2" dia, 7' high | EA | 69.34
323113001450 | EXTERIOR IMPROVEMENTS | SITE IMPROVEMENTS | CHAIN LINK FENCE | Chain link fence, line post, 2-1/2" dia, 8' high | EA | 80.81
323113001470 | EXTERIOR IMPROVEMENTS | SITE IMPROVEMENTS | CHAIN LINK FENCE | Chain link fence, line post, 1-7/8" H beam, 4' high | EA | 58.52
323113001480 | EXTERIOR IMPROVEMENTS | SITE IMPROVEMENTS | CHAIN LINK FENCE | Chain link fence, line post, 1-7/8" H beam, 5' high | EA | 64.96
323113001490 | EXTERIOR IMPROVEMENTS | SITE IMPROVEMENTS | CHAIN LINK FENCE | Chain link fence, line post, 1-7/8" H beam, 6' high | EA | 75.17
323113001500 | EXTERIOR IMPROVEMENTS | SITE IMPROVEMENTS | CHAIN LINK FENCE | Chain link fence, line post, 1-7/8" H beam, 7' high | EA | 86.69
323113001510 | EXTERIOR IMPROVEMENTS | SITE IMPROVEMENTS | CHAIN LINK FENCE | Chain link fence, line post, 1-7/8" H beam, 8' high | EA | 98.02
323113001560 | EXTERIOR IMPROVEMENTS | SITE IMPROVEMENTS | CHAIN LINK FENCE | Chain link fence, line post, 2-1/4" H-beam, 4' high | EA | 47.66
323113001570 | EXTERIOR IMPROVEMENTS | SITE IMPROVEMENTS | CHAIN LINK FENCE | Chain link fence, line post, 2-1/4" H-beam, 5' high | EA | 56.58
323113001580 | EXTERIOR IMPROVEMENTS | SITE IMPROVEMENTS | CHAIN LINK FENCE | Chain link fence, line post, 2-1/4" H-beam, 6' high | EA | 63.32
323113001590 | EXTERIOR IMPROVEMENTS | SITE IMPROVEMENTS | CHAIN LINK FENCE | Chain link fence, line post, 2-1/4" H-beam, 7' high | EA | 74.35
323113001600 | EXTERIOR IMPROVEMENTS | SITE IMPROVEMENTS | CHAIN LINK FENCE | Chain link fence, line post, 2-1/4" H-beam, 8' high | EA | 88.59
323113002000 | EXTERIOR IMPROVEMENTS | SITE IMPROVEMENTS | CHAIN LINK FENCE | Chain link fence, vinyl coated, 9 ga, 4' high | LF | 18.42
323113002010 | EXTERIOR IMPROVEMENTS | SITE IMPROVEMENTS | CHAIN LINK FENCE | Chain link fence, vinyl coated, 9 ga, 5' high | LF | 22.29
323113002020 | EXTERIOR IMPROVEMENTS | SITE IMPROVEMENTS | CHAIN LINK FENCE | Chain link fence, vinyl coated, 9 ga, 6' high | LF | 27.68
323113002030 | EXTERIOR IMPROVEMENTS | SITE IMPROVEMENTS | CHAIN LINK FENCE | Chain link fence, vinyl coated, 9 ga, 7' high | LF | 31.36
323113002040 | EXTERIOR IMPROVEMENTS | SITE IMPROVEMENTS | CHAIN LINK FENCE | Chain link fence, vinyl coated, 9 ga, 8' high | LF | 37.3
323113002042 | EXTERIOR IMPROVEMENTS | SITE IMPROVEMENTS | CHAIN LINK FENCE | Chain link fence, vinyl coated, 9 ga, 10' high | LF | 22.26
323113002044 | EXTERIOR IMPROVEMENTS | SITE IMPROVEMENTS | CHAIN LINK FENCE | Chain link fence, vinyl coated, 9 ga, 12' high | LF | 25.98
323113002050 | EXTERIOR IMPROVEMENTS | SITE IMPROVEMENTS | CHAIN LINK FENCE | Barbed wire w/hangers, 3 strand | LF | 6.55
323113002060 | EXTERIOR IMPROVEMENTS | SITE IMPROVEMENTS | CHAIN LINK FENCE | Barbed wire w/hangers, 6 Strand | LF | 10.75
323113002100 | EXTERIOR IMPROVEMENTS | SITE IMPROVEMENTS | CHAIN LINK FENCE | Corner, or gate post, 4' high, 3" dia | EA | 136
323113002110 | EXTERIOR IMPROVEMENTS | SITE IMPROVEMENTS | CHAIN LINK FENCE | Corner, or gate post, 4' high, 4" dia | EA | 197
323113002120 | EXTERIOR IMPROVEMENTS | SITE IMPROVEMENTS | CHAIN LINK FENCE | Corner, or gate post, 4' high, 6" dia | EA | 230
323113002180 | EXTERIOR IMPROVEMENTS | SITE IMPROVEMENTS | CHAIN LINK FENCE | Gate, with posts, 3' wide, 4' high | EA | 323
323113002190 | EXTERIOR IMPROVEMENTS | SITE IMPROVEMENTS | CHAIN LINK FENCE | Gate, with posts, 3' wide, 5' high | EA | 406
323113002200 | EXTERIOR IMPROVEMENTS | SITE IMPROVEMENTS | CHAIN LINK FENCE | Gate, with posts, 3' wide, 6' high | EA | 435
323113002210 | EXTERIOR IMPROVEMENTS | SITE IMPROVEMENTS | CHAIN LINK FENCE | Gate, with posts, 3' wide, 7' high | EA | 578
323113002220 | EXTERIOR IMPROVEMENTS | SITE IMPROVEMENTS | CHAIN LINK FENCE | Gate, with posts, 3' wide, 8' high | EA | 607
323113002510 | EXTERIOR IMPROVEMENTS | SITE IMPROVEMENTS | CHAIN LINK FENCE | Line post, no rail fitting, 2-1/2" dia, 4' high | EA | 48.54
323113002520 | EXTERIOR IMPROVEMENTS | SITE IMPROVEMENTS | CHAIN LINK FENCE | Line post, no rail fitting, 2-1/2" dia, 5' high | EA | 52.91
323113002530 | EXTERIOR IMPROVEMENTS | SITE IMPROVEMENTS | CHAIN LINK FENCE | Line post, no rail fitting, 2-1/2" dia, 6' high | EA | 57.4
323113002540 | EXTERIOR IMPROVEMENTS | SITE IMPROVEMENTS | CHAIN LINK FENCE | Line post, no rail fitting, 2-1/2" dia, 7' high | EA | 66.55
323113002550 | EXTERIOR IMPROVEMENTS | SITE IMPROVEMENTS | CHAIN LINK FENCE | Line post, no rail fitting, 2-1/2" dia, 8' high | EA | 77.71
323113002610 | EXTERIOR IMPROVEMENTS | SITE IMPROVEMENTS | CHAIN LINK FENCE | Corner post, no top rail fitting, 4" dia, 4' high | EA | 181
323113002620 | EXTERIOR IMPROVEMENTS | SITE IMPROVEMENTS | CHAIN LINK FENCE | Corner post, no top rail fitting, 4" dia, 5' high | EA | 212
323113002630 | EXTERIOR IMPROVEMENTS | SITE IMPROVEMENTS | CHAIN LINK FENCE | Corner post, no top rail fitting, 4" dia, 6' high | EA | 234
323113002640 | EXTERIOR IMPROVEMENTS | SITE IMPROVEMENTS | CHAIN LINK FENCE | Corner post, no top rail fitting, 4" dia, 7' high | EA | 258
323113002650 | EXTERIOR IMPROVEMENTS | SITE IMPROVEMENTS | CHAIN LINK FENCE | Corner post, no top rail fitting, 4" dia, 8' high | EA | 282
323113003010 | EXTERIOR IMPROVEMENTS | SITE IMPROVEMENTS | CHAIN LINK FENCE | Fabric, vinyl, 2" mesh, 9 ga, 4' high | LF | 7.35
323113003020 | EXTERIOR IMPROVEMENTS | SITE IMPROVEMENTS | CHAIN LINK FENCE | Fabric, vinyl, 2" mesh, 9 ga, 5' high | LF | 8.93
323113003030 | EXTERIOR IMPROVEMENTS | SITE IMPROVEMENTS | CHAIN LINK FENCE | Fabric, vinyl, 2" mesh, 9 ga, 6' high | LF | 12.12
323113003040 | EXTERIOR IMPROVEMENTS | SITE IMPROVEMENTS | CHAIN LINK FENCE | Fabric, vinyl, 2" mesh, 9 ga, 8' high | LF | 19.17
323113008020 | EXTERIOR IMPROVEMENTS | SITE IMPROVEMENTS | CHAIN LINK FENCE | Chain link gate, swing, single, 3' wide, 4'high | EA | 372
323113008025 | EXTERIOR IMPROVEMENTS | SITE IMPROVEMENTS | CHAIN LINK FENCE | Chain link gate, swing, single, 4' wide, 4'high | EA | 393
323113008030 | EXTERIOR IMPROVEMENTS | SITE IMPROVEMENTS | CHAIN LINK FENCE | Chain link gate, swing, double, 10' wide, 4'high | EA | 808
323113008035 | EXTERIOR IMPROVEMENTS | SITE IMPROVEMENTS | CHAIN LINK FENCE | Chain link gate, swing, double, 12' wide, 4'high | EA | 853
323113008040 | EXTERIOR IMPROVEMENTS | SITE IMPROVEMENTS | CHAIN LINK FENCE | Chain link gate, swing, double, 14' wide, 4'high | EA | 867
323113008045 | EXTERIOR IMPROVEMENTS | SITE IMPROVEMENTS | CHAIN LINK FENCE | Chain link gate, swing, double, 16' wide, 4'high | EA | 940
323113008050 | EXTERIOR IMPROVEMENTS | SITE IMPROVEMENTS | CHAIN LINK FENCE | Chain link gate, swing, double, 18' wide, 4'high | EA | 1102
323113008055 | EXTERIOR IMPROVEMENTS | SITE IMPROVEMENTS | CHAIN LINK FENCE | Chain link gate, swing, double, 20' wide, 4'high | EA | 1142
323113008060 | EXTERIOR IMPROVEMENTS | SITE IMPROVEMENTS | CHAIN LINK FENCE | Chain link gate, swing, double, 22' wide, 4'high | EA | 1232
323113008065 | EXTERIOR IMPROVEMENTS | SITE IMPROVEMENTS | CHAIN LINK FENCE | Chain link gate, swing, double, 24' wide, 4'high | EA | 1313
323113008070 | EXTERIOR IMPROVEMENTS | SITE IMPROVEMENTS | CHAIN LINK FENCE | Chain link gate, swing, double, 26' wide, 4'high | EA | 1352
323113008075 | EXTERIOR IMPROVEMENTS | SITE IMPROVEMENTS | CHAIN LINK FENCE | Chain link gate, swing, double, 28' wide, 4'high | EA | 1497
323113008080 | EXTERIOR IMPROVEMENTS | SITE IMPROVEMENTS | CHAIN LINK FENCE | Chain link gate, swing, double, 30' wide, 4'high | EA | 1558
323113008090 | EXTERIOR IMPROVEMENTS | SITE IMPROVEMENTS | CHAIN LINK FENCE | Chain link gate, swing, single, 5' high, 3' wide | EA | 436
323113008095 | EXTERIOR IMPROVEMENTS | SITE IMPROVEMENTS | CHAIN LINK FENCE | Chain link gate, swing, single, 5' high, 4' wide | EA | 469
323113008100 | EXTERIOR IMPROVEMENTS | SITE IMPROVEMENTS | CHAIN LINK FENCE | Chain link gate, swing, double, 5' high, 10' wide | EA | 918
323113008105 | EXTERIOR IMPROVEMENTS | SITE IMPROVEMENTS | CHAIN LINK FENCE | Chain link gate, swing, double, 5' high, 12' wide | EA | 957
323113008110 | EXTERIOR IMPROVEMENTS | SITE IMPROVEMENTS | CHAIN LINK FENCE | Chain link gate, swing, double, 5' high, 14' wide | EA | 1414
323113008115 | EXTERIOR IMPROVEMENTS | SITE IMPROVEMENTS | CHAIN LINK FENCE | Chain link gate, swing, double, 5' high, 16' wide | EA | 1036
323113008120 | EXTERIOR IMPROVEMENTS | SITE IMPROVEMENTS | CHAIN LINK FENCE | Chain link gate, swing, double, 5' high, 18' wide | EA | 1102
323113008125 | EXTERIOR IMPROVEMENTS | SITE IMPROVEMENTS | CHAIN LINK FENCE | Chain link gate, swing, double, 5' high, 20' wide | EA | 1201
323113008130 | EXTERIOR IMPROVEMENTS | SITE IMPROVEMENTS | CHAIN LINK FENCE | Chain link gate, swing, double, 5' high, 22' wide | EA | 1239
323113008135 | EXTERIOR IMPROVEMENTS | SITE IMPROVEMENTS | CHAIN LINK FENCE | Chain link gate, swing, double, 5' high, 24' wide | EA | 1342
323113008140 | EXTERIOR IMPROVEMENTS | SITE IMPROVEMENTS | CHAIN LINK FENCE | Chain link gate, swing, double, 5' high, 26' wide | EA | 1382
323113008145 | EXTERIOR IMPROVEMENTS | SITE IMPROVEMENTS | CHAIN LINK FENCE | Chain link gate, swing, double, 5' high, 28' wide | EA | 1577
323113008150 | EXTERIOR IMPROVEMENTS | SITE IMPROVEMENTS | CHAIN LINK FENCE | Chain link gate, swing, double, 5' high, 30' wide | EA | 1617
323113008160 | EXTERIOR IMPROVEMENTS | SITE IMPROVEMENTS | CHAIN LINK FENCE | Chain link gate, swing, single, 6' high, 3' wide | EA | 492
323113008165 | EXTERIOR IMPROVEMENTS | SITE IMPROVEMENTS | CHAIN LINK FENCE | Chain link gate, swing, single, 6' high, 4' wide | EA | 517
323113008170 | EXTERIOR IMPROVEMENTS | SITE IMPROVEMENTS | CHAIN LINK FENCE | Chain link gate, swing, double, 6' high, 10' wide | EA | 998
323113008175 | EXTERIOR IMPROVEMENTS | SITE IMPROVEMENTS | CHAIN LINK FENCE | Chain link gate, swing, double, 6' high, 12' wide | EA | 1086
323113008180 | EXTERIOR IMPROVEMENTS | SITE IMPROVEMENTS | CHAIN LINK FENCE | Chain link gate, swing, double, 6' high, 14' wide | EA | 1134
323113008185 | EXTERIOR IMPROVEMENTS | SITE IMPROVEMENTS | CHAIN LINK FENCE | Chain link gate, swing, double, 6' high, 16' wide | EA | 1195
323113008190 | EXTERIOR IMPROVEMENTS | SITE IMPROVEMENTS | CHAIN LINK FENCE | Chain link gate, swing, double, 6' high, 18' wide | EA | 1302
323113008195 | EXTERIOR IMPROVEMENTS | SITE IMPROVEMENTS | CHAIN LINK FENCE | Chain link gate, swing, double, 6' high, 20' wide | EA | 1334
323113008200 | EXTERIOR IMPROVEMENTS | SITE IMPROVEMENTS | CHAIN LINK FENCE | Chain link gate, swing, double, 6' high, 22' wide | EA | 1405
323113008205 | EXTERIOR IMPROVEMENTS | SITE IMPROVEMENTS | CHAIN LINK FENCE | Chain link gate, swing, double, 6' high, 24' wide | EA | 1542
323113008210 | EXTERIOR IMPROVEMENTS | SITE IMPROVEMENTS | CHAIN LINK FENCE | Chain link gate, swing, double, 6' high, 26' wide | EA | 1577
323113008215 | EXTERIOR IMPROVEMENTS | SITE IMPROVEMENTS | CHAIN LINK FENCE | Chain link gate, swing, double, 6' high, 28' wide | EA | 1761
323113008220 | EXTERIOR IMPROVEMENTS | SITE IMPROVEMENTS | CHAIN LINK FENCE | Chain link gate, swing, double, 6' high, 30' wide | EA | 1826
323113008230 | EXTERIOR IMPROVEMENTS | SITE IMPROVEMENTS | CHAIN LINK FENCE | Chain link gate, swing, single, 7' high, 3' wide | EA | 662
323113008235 | EXTERIOR IMPROVEMENTS | SITE IMPROVEMENTS | CHAIN LINK FENCE | Chain link gate, swing, single, 7' high, 4' wide | EA | 702
323113008240 | EXTERIOR IMPROVEMENTS | SITE IMPROVEMENTS | CHAIN LINK FENCE | Chain link gate, swing, double, 7' high, 10' wide | EA | 1310
323113008245 | EXTERIOR IMPROVEMENTS | SITE IMPROVEMENTS | CHAIN LINK FENCE | Chain link gate, swing, double, 7' high, 12' wide | EA | 1394
323113008250 | EXTERIOR IMPROVEMENTS | SITE IMPROVEMENTS | CHAIN LINK FENCE | Chain link gate, swing, double, 7' high, 14' wide | EA | 1467
323113008255 | EXTERIOR IMPROVEMENTS | SITE IMPROVEMENTS | CHAIN LINK FENCE | Chain link gate, swing, double, 7' high, 16' wide | EA | 1538
323113008260 | EXTERIOR IMPROVEMENTS | SITE IMPROVEMENTS | CHAIN LINK FENCE | Chain link gate, swing, double, 7' high, 18' wide | EA | 1694
323113008265 | EXTERIOR IMPROVEMENTS | SITE IMPROVEMENTS | CHAIN LINK FENCE | Chain link gate, swing, double, 7' high, 20' wide | EA | 1767
323113008270 | EXTERIOR IMPROVEMENTS | SITE IMPROVEMENTS | CHAIN LINK FENCE | Chain link gate, swing, double, 7' high, 22' wide | EA | 1838
323113008275 | EXTERIOR IMPROVEMENTS | SITE IMPROVEMENTS | CHAIN LINK FENCE | Chain link gate, swing, double, 7' high, 24' wide | EA | 2061
323113008280 | EXTERIOR IMPROVEMENTS | SITE IMPROVEMENTS | CHAIN LINK FENCE | Chain link gate, swing, double, 7' high, 26' wide | EA | 2157
323113008285 | EXTERIOR IMPROVEMENTS | SITE IMPROVEMENTS | CHAIN LINK FENCE | Chain link gate, swing, double, 7' high, 28' wide | EA | 2397
323113008290 | EXTERIOR IMPROVEMENTS | SITE IMPROVEMENTS | CHAIN LINK FENCE | Chain link gate, swing, double, 7' high, 30' wide | EA | 2628
323113008300 | EXTERIOR IMPROVEMENTS | SITE IMPROVEMENTS | CHAIN LINK FENCE | Chain link gate, swing, single, 8' high, 3' wide | EA | 704
323113008305 | EXTERIOR IMPROVEMENTS | SITE IMPROVEMENTS | CHAIN LINK FENCE | Chain link gate, swing, single, 8' high, 4' wide | EA | 733
323113008310 | EXTERIOR IMPROVEMENTS | SITE IMPROVEMENTS | CHAIN LINK FENCE | Chain link gate, swing, double, 8' high, 10' wide | EA | 1434
323113008315 | EXTERIOR IMPROVEMENTS | SITE IMPROVEMENTS | CHAIN LINK FENCE | Chain link gate, swing, double, 8' high, 12' wide | EA | 1495
323113008320 | EXTERIOR IMPROVEMENTS | SITE IMPROVEMENTS | CHAIN LINK FENCE | Chain link gate, swing, double, 8' high, 14' wide | EA | 1575
323113008325 | EXTERIOR IMPROVEMENTS | SITE IMPROVEMENTS | CHAIN LINK FENCE | Chain link gate, swing, double, 8' high, 16' wide | EA | 1684
323113008330 | EXTERIOR IMPROVEMENTS | SITE IMPROVEMENTS | CHAIN LINK FENCE | Chain link gate, swing, double, 8' high, 18' wide | EA | 1819
323113008335 | EXTERIOR IMPROVEMENTS | SITE IMPROVEMENTS | CHAIN LINK FENCE | Chain link gate, swing, double, 8' high, 20' wide | EA | 1869
323113008340 | EXTERIOR IMPROVEMENTS | SITE IMPROVEMENTS | CHAIN LINK FENCE | Chain link gate, swing, double, 8' high, 22' wide | EA | 1943
323113008345 | EXTERIOR IMPROVEMENTS | SITE IMPROVEMENTS | CHAIN LINK FENCE | Chain link gate, swing, double, 8' high, 24' wide | EA | 2229
323113008350 | EXTERIOR IMPROVEMENTS | SITE IMPROVEMENTS | CHAIN LINK FENCE | Chain link gate, swing, double, 8' high, 26' wide | EA | 2283
323113008355 | EXTERIOR IMPROVEMENTS | SITE IMPROVEMENTS | CHAIN LINK FENCE | Chain link gate, swing, double, 8' high, 28' wide | EA | 2546
323113008360 | EXTERIOR IMPROVEMENTS | SITE IMPROVEMENTS | CHAIN LINK FENCE | Chain link gate, swing, double, 8' high, 30' wide | EA | 2723
323113008510 | EXTERIOR IMPROVEMENTS | SITE IMPROVEMENTS | CHAIN LINK FENCE | Chain link gate, swing, VC, 4' high, single, 3' wide | EA | 478
323113008515 | EXTERIOR IMPROVEMENTS | SITE IMPROVEMENTS | CHAIN LINK FENCE | Chain link gate, swing, VC, 4' high, single, 4' wide | EA | 510
323113008520 | EXTERIOR IMPROVEMENTS | SITE IMPROVEMENTS | CHAIN LINK FENCE | Chain link gate, swing, VC, 4' high, double, 10' wide | EA | 1084
323113008525 | EXTERIOR IMPROVEMENTS | SITE IMPROVEMENTS | CHAIN LINK FENCE | Chain link gate, swing, VC, 4' high, double, 12' wide | EA | 1152
323113008530 | EXTERIOR IMPROVEMENTS | SITE IMPROVEMENTS | CHAIN LINK FENCE | Chain link gate, swing, VC, 4' high, double, 14' wide | EA | 1173
323113008535 | EXTERIOR IMPROVEMENTS | SITE IMPROVEMENTS | CHAIN LINK FENCE | Chain link gate, swing, VC, 4' high, double, 16' wide | EA | 1282
323113008540 | EXTERIOR IMPROVEMENTS | SITE IMPROVEMENTS | CHAIN LINK FENCE | Chain link gate, swing, VC, 4' high, double, 18' wide | EA | 1470
323113008545 | EXTERIOR IMPROVEMENTS | SITE IMPROVEMENTS | CHAIN LINK FENCE | Chain link gate, swing, VC, 4' high, double, 20' wide | EA | 1530
323113008550 | EXTERIOR IMPROVEMENTS | SITE IMPROVEMENTS | CHAIN LINK FENCE | Chain link gate, swing, VC, 4' high, double, 22' wide | EA | 1666
323113008555 | EXTERIOR IMPROVEMENTS | SITE IMPROVEMENTS | CHAIN LINK FENCE | Chain link gate, swing, VC, 4' high, double, 24' wide | EA | 1755
323113008560 | EXTERIOR IMPROVEMENTS | SITE IMPROVEMENTS | CHAIN LINK FENCE | Chain link gate, swing, VC, 4' high, double, 26' wide | EA | 1815
323113008565 | EXTERIOR IMPROVEMENTS | SITE IMPROVEMENTS | CHAIN LINK FENCE | Chain link gate, swing, VC, 4' high, double, 28' wide | EA | 1989
323113008570 | EXTERIOR IMPROVEMENTS | SITE IMPROVEMENTS | CHAIN LINK FENCE | Chain link gate, swing, VC, 4' high, double, 30' wide | EA | 2080
323113008580 | EXTERIOR IMPROVEMENTS | SITE IMPROVEMENTS | CHAIN LINK FENCE | Chain link gate, swing, VC, 5' high, single, 3' wide | EA | 547
323113008585 | EXTERIOR IMPROVEMENTS | SITE IMPROVEMENTS | CHAIN LINK FENCE | Chain link gate, swing, VC, 5' high, single, 4' wide | EA | 596
323113008590 | EXTERIOR IMPROVEMENTS | SITE IMPROVEMENTS | CHAIN LINK FENCE | Chain link gate, swing, VC, 5' high, double, 10' wide | EA | 1216
323113008595 | EXTERIOR IMPROVEMENTS | SITE IMPROVEMENTS | CHAIN LINK FENCE | Chain link gate, swing, VC, 5' high, double, 12' wide | EA | 1276
323113008600 | EXTERIOR IMPROVEMENTS | SITE IMPROVEMENTS | CHAIN LINK FENCE | Chain link gate, swing, VC, 5' high, double, 14' wide | EA | 1349
323113008605 | EXTERIOR IMPROVEMENTS | SITE IMPROVEMENTS | CHAIN LINK FENCE | Chain link gate, swing, VC, 5' high, double, 16' wide | EA | 1393
323113008610 | EXTERIOR IMPROVEMENTS | SITE IMPROVEMENTS | CHAIN LINK FENCE | Chain link gate, swing, VC, 5' high, double, 18' wide | EA | 1470
323113008615 | EXTERIOR IMPROVEMENTS | SITE IMPROVEMENTS | CHAIN LINK FENCE | Chain link gate, swing, VC, 5' high, double, 20' wide | EA | 1619
323113008620 | EXTERIOR IMPROVEMENTS | SITE IMPROVEMENTS | CHAIN LINK FENCE | Chain link gate, swing, VC, 5' high, double, 22' wide | EA | 1676
323113008625 | EXTERIOR IMPROVEMENTS | SITE IMPROVEMENTS | CHAIN LINK FENCE | Chain link gate, swing, VC, 5' high, double, 24' wide | EA | 1799
323113008630 | EXTERIOR IMPROVEMENTS | SITE IMPROVEMENTS | CHAIN LINK FENCE | Chain link gate, swing, VC, 5' high, double, 26' wide | EA | 1859
323113008635 | EXTERIOR IMPROVEMENTS | SITE IMPROVEMENTS | CHAIN LINK FENCE | Chain link gate, swing, VC, 5' high, double, 28' wide | EA | 2109
323113008640 | EXTERIOR IMPROVEMENTS | SITE IMPROVEMENTS | CHAIN LINK FENCE | Chain link gate, swing, VC, 5' high, double, 30' wide | EA | 2169
323113008650 | EXTERIOR IMPROVEMENTS | SITE IMPROVEMENTS | CHAIN LINK FENCE | Chain link gate, swing, VC, 6' high, single, 3' wide | EA | 632
323113008655 | EXTERIOR IMPROVEMENTS | SITE IMPROVEMENTS | CHAIN LINK FENCE | Chain link gate, swing, VC, 6' high, single, 4' wide | EA | 669
323113008660 | EXTERIOR IMPROVEMENTS | SITE IMPROVEMENTS | CHAIN LINK FENCE | Chain link gate, swing, VC, 6' high, double, 10' wide | EA | 1337
323113008665 | EXTERIOR IMPROVEMENTS | SITE IMPROVEMENTS | CHAIN LINK FENCE | Chain link gate, swing, VC, 6' high, double, 12' wide | EA | 1469
323113008670 | EXTERIOR IMPROVEMENTS | SITE IMPROVEMENTS | CHAIN LINK FENCE | Chain link gate, swing, VC, 6' high, double, 14' wide | EA | 1541
323113008675 | EXTERIOR IMPROVEMENTS | SITE IMPROVEMENTS | CHAIN LINK FENCE | Chain link gate, swing, VC, 6' high, double, 16' wide | EA | 1632
323113008680 | EXTERIOR IMPROVEMENTS | SITE IMPROVEMENTS | CHAIN LINK FENCE | Chain link gate, swing, VC, 6' high, double, 18' wide | EA | 1770
323113008685 | EXTERIOR IMPROVEMENTS | SITE IMPROVEMENTS | CHAIN LINK FENCE | Chain link gate, swing, VC, 6' high, double, 20' wide | EA | 1818
323113008690 | EXTERIOR IMPROVEMENTS | SITE IMPROVEMENTS | CHAIN LINK FENCE | Chain link gate, swing, VC, 6' high, double, 22' wide | EA | 1924
323113008695 | EXTERIOR IMPROVEMENTS | SITE IMPROVEMENTS | CHAIN LINK FENCE | Chain link gate, swing, VC, 6' high, double, 24' wide | EA | 2100
323113008698 | EXTERIOR IMPROVEMENTS | SITE IMPROVEMENTS | CHAIN LINK FENCE | Chain link gate, swing, VC, 6' high, double, 26' wide | EA | 2152
323113008700 | EXTERIOR IMPROVEMENTS | SITE IMPROVEMENTS | CHAIN LINK FENCE | Chain link gate, swing, VC, 6' high, double, 28' wide | EA | 2386
323113008705 | EXTERIOR IMPROVEMENTS | SITE IMPROVEMENTS | CHAIN LINK FENCE | Chain link gate, swing, VC, 6' high, double, 30' wide | EA | 2483
323113008715 | EXTERIOR IMPROVEMENTS | SITE IMPROVEMENTS | CHAIN LINK FENCE | Chain link gate, swing, VC, 7' high, single, 3' wide | EA | 833
323113008720 | EXTERIOR IMPROVEMENTS | SITE IMPROVEMENTS | CHAIN LINK FENCE | Chain link gate, swing, VC, 7' high, single, 4' wide | EA | 892
323113008725 | EXTERIOR IMPROVEMENTS | SITE IMPROVEMENTS | CHAIN LINK FENCE | Chain link gate, swing, VC, 7' high, double, 10' wide | EA | 1752
323113008730 | EXTERIOR IMPROVEMENTS | SITE IMPROVEMENTS | CHAIN LINK FENCE | Chain link gate, swing, VC, 7' high, double, 12' wide | EA | 1877
323113008735 | EXTERIOR IMPROVEMENTS | SITE IMPROVEMENTS | CHAIN LINK FENCE | Chain link gate, swing, VC, 7' high, double, 14' wide | EA | 1986
323113008740 | EXTERIOR IMPROVEMENTS | SITE IMPROVEMENTS | CHAIN LINK FENCE | Chain link gate, swing, VC, 7' high, double, 16' wide | EA | 2093
323113008745 | EXTERIOR IMPROVEMENTS | SITE IMPROVEMENTS | CHAIN LINK FENCE | Chain link gate, swing, VC, 7' high, double, 18' wide | EA | 2284
323113008750 | EXTERIOR IMPROVEMENTS | SITE IMPROVEMENTS | CHAIN LINK FENCE | Chain link gate, swing, VC, 7' high, double, 20' wide | EA | 2394
323113008755 | EXTERIOR IMPROVEMENTS | SITE IMPROVEMENTS | CHAIN LINK FENCE | Chain link gate, swing, VC, 7' high, double, 22' wide | EA | 2501
323113008760 | EXTERIOR IMPROVEMENTS | SITE IMPROVEMENTS | CHAIN LINK FENCE | Chain link gate, swing, VC, 7' high, double, 24' wide | EA | 2772
323113008765 | EXTERIOR IMPROVEMENTS | SITE IMPROVEMENTS | CHAIN LINK FENCE | Chain link gate, swing, VC, 7' high, double, 26' wide | EA | 2916
323113008770 | EXTERIOR IMPROVEMENTS | SITE IMPROVEMENTS | CHAIN LINK FENCE | Chain link gate, swing, VC, 7' high, double, 28' wide | EA | 3195
323113008775 | EXTERIOR IMPROVEMENTS | SITE IMPROVEMENTS | CHAIN LINK FENCE | Chain link gate, swing, VC, 7' high, double, 30' wide | EA | 3541
323113008785 | EXTERIOR IMPROVEMENTS | SITE IMPROVEMENTS | CHAIN LINK FENCE | Chain link gate, swing, VC, 8' high, single, 3' wide | EA | 897
323113008790 | EXTERIOR IMPROVEMENTS | SITE IMPROVEMENTS | CHAIN LINK FENCE | Chain link gate, swing, VC, 8' high, single, 4' wide | EA | 939
323113008795 | EXTERIOR IMPROVEMENTS | SITE IMPROVEMENTS | CHAIN LINK FENCE | Chain link gate, swing, VC, 8' high, double, 10' wide | EA | 1937
323113008800 | EXTERIOR IMPROVEMENTS | SITE IMPROVEMENTS | CHAIN LINK FENCE | Chain link gate, swing, VC, 8' high, double, 12' wide | EA | 2029
323113008805 | EXTERIOR IMPROVEMENTS | SITE IMPROVEMENTS | CHAIN LINK FENCE | Chain link gate, swing, VC, 8' high, double, 14' wide | EA | 2149
323113008810 | EXTERIOR IMPROVEMENTS | SITE IMPROVEMENTS | CHAIN LINK FENCE | Chain link gate, swing, VC, 8' high, double, 16' wide | EA | 2312
323113008815 | EXTERIOR IMPROVEMENTS | SITE IMPROVEMENTS | CHAIN LINK FENCE | Chain link gate, swing, VC, 8' high, double, 18' wide | EA | 2472
323113008820 | EXTERIOR IMPROVEMENTS | SITE IMPROVEMENTS | CHAIN LINK FENCE | Chain link gate, swing, VC, 8' high, double, 20' wide | EA | 2547
323113008825 | EXTERIOR IMPROVEMENTS | SITE IMPROVEMENTS | CHAIN LINK FENCE | Chain link gate, swing, VC, 8' high, double, 22' wide | EA | 2658
323113008830 | EXTERIOR IMPROVEMENTS | SITE IMPROVEMENTS | CHAIN LINK FENCE | Chain link gate, swing, VC, 8' high, double, 24' wide | EA | 3023
323113008835 | EXTERIOR IMPROVEMENTS | SITE IMPROVEMENTS | CHAIN LINK FENCE | Chain link gate, swing, VC, 8' high, double, 26' wide | EA | 3105
323113008840 | EXTERIOR IMPROVEMENTS | SITE IMPROVEMENTS | CHAIN LINK FENCE | Chain link gate, swing, VC, 8' high, double, 28' wide | EA | 3418
323113008845 | EXTERIOR IMPROVEMENTS | SITE IMPROVEMENTS | CHAIN LINK FENCE | Chain link gate, swing, VC, 8' high, double, 30' wide | EA | 3680
323113008900 | EXTERIOR IMPROVEMENTS | SITE IMPROVEMENTS | CHAIN LINK FENCE | Chain link gate, motor operator for gates, no wiring | EA | 6057
323113008910 | EXTERIOR IMPROVEMENTS | SITE IMPROVEMENTS | CHAIN LINK FENCE | Chain link fence, privacy insert, vinyl | SF | 4.02
323113008923 | EXTERIOR IMPROVEMENTS | SITE IMPROVEMENTS | CHAIN LINK FENCE | Powder coating metal fence, min. | SF | 6.05
323113008926 | EXTERIOR IMPROVEMENTS | SITE IMPROVEMENTS | CHAIN LINK FENCE | Powder coating metal fence, avg. | SF | 7.86
323113008929 | EXTERIOR IMPROVEMENTS | SITE IMPROVEMENTS | CHAIN LINK FENCE | Powder coating metal fence, max. | SF | 9.68
323113008930 | EXTERIOR IMPROVEMENTS | SITE IMPROVEMENTS | CHAIN LINK FENCE | Chain link fence, add 100% to material for For 1" mesh | SF
323113009020 | EXTERIOR IMPROVEMENTS | SITE IMPROVEMENTS | CHAIN LINK FENCE | CL fence, drilling post holes, soil, auger, by hand | EA | 32.04
323113009030 | EXTERIOR IMPROVEMENTS | SITE IMPROVEMENTS | CHAIN LINK FENCE | CL fence, drilling post holes, soil, auger, by machine | EA | 21.4
323113009060 | EXTERIOR IMPROVEMENTS | SITE IMPROVEMENTS | CHAIN LINK FENCE | CL fence, drilling post holes, rock, by jackhammer | EA | 285
323113009070 | EXTERIOR IMPROVEMENTS | SITE IMPROVEMENTS | CHAIN LINK FENCE | CL fence, drilling post holes, rock, by rock drill | EA | 85.57
323113009080 | EXTERIOR IMPROVEMENTS | SITE IMPROVEMENTS | CHAIN LINK FENCE | Chain link fence, privacy insert, vinyl | SF | 4.02
323113009081 | EXTERIOR IMPROVEMENTS | SITE IMPROVEMENTS | CHAIN LINK FENCE | Chain link fence, 1" mesh | SF | 7.17
323113009100 | EXTERIOR IMPROVEMENTS | SITE IMPROVEMENTS | CHAIN LINK FENCE | Aluminum privacy slats, installed vertically on | SF | 2.79
323113009120 | EXTERIOR IMPROVEMENTS | SITE IMPROVEMENTS | CHAIN LINK FENCE | Post hole, dig by hand | EA | 42.71
323113009130 | EXTERIOR IMPROVEMENTS | SITE IMPROVEMENTS | CHAIN LINK FENCE | Set fence post in concrete | EA | 43.79
323190101020 | EXTERIOR IMPROVEMENTS | SITE IMPROVEMENTS | SHRUB & TREE MAINTENANCE | Moving shrubs on site, 12" ball | EA | 80.09
323190101040 | EXTERIOR IMPROVEMENTS | SITE IMPROVEMENTS | SHRUB & TREE MAINTENANCE | Moving shrubs on site, 24" ball | EA | 107
323190101220 | EXTERIOR IMPROVEMENTS | SITE IMPROVEMENTS | SHRUB & TREE MAINTENANCE | Moving shrubs on site, 3' high | EA | 64.07
323190101240 | EXTERIOR IMPROVEMENTS | SITE IMPROVEMENTS | SHRUB & TREE MAINTENANCE | Moving shrubs on site, 4' high | EA | 71.19
323190101260 | EXTERIOR IMPROVEMENTS | SITE IMPROVEMENTS | SHRUB & TREE MAINTENANCE | Moving shrubs on site, 5' high | EA | 80.09
323190101280 | EXTERIOR IMPROVEMENTS | SITE IMPROVEMENTS | SHRUB & TREE MAINTENANCE | Moving shrubs on site, 18" spread | EA | 91.53
323190101300 | EXTERIOR IMPROVEMENTS | SITE IMPROVEMENTS | SHRUB & TREE MAINTENANCE | Moving shrubs on site, 30" spread | EA | 107
323190102020 | EXTERIOR IMPROVEMENTS | SITE IMPROVEMENTS | SHRUB & TREE MAINTENANCE | Moving trees on site, 24" ball | EA | 176
323190102040 | EXTERIOR IMPROVEMENTS | SITE IMPROVEMENTS | SHRUB & TREE MAINTENANCE | Moving trees on site, 48" ball | EA | 234
323190103040 | EXTERIOR IMPROVEMENTS | SITE IMPROVEMENTS | SHRUB & TREE MAINTENANCE | Trees, 3' high | EA | 70.2
323190103060 | EXTERIOR IMPROVEMENTS | SITE IMPROVEMENTS | SHRUB & TREE MAINTENANCE | Trees, 6' high | EA | 78.01
323190103080 | EXTERIOR IMPROVEMENTS | SITE IMPROVEMENTS | SHRUB & TREE MAINTENANCE | Trees, 8' high | EA | 87.75
323190103100 | EXTERIOR IMPROVEMENTS | SITE IMPROVEMENTS | SHRUB & TREE MAINTENANCE | Trees, 10' high | EA | 117
323190103120 | EXTERIOR IMPROVEMENTS | SITE IMPROVEMENTS | SHRUB & TREE MAINTENANCE | Palm trees, 7' high | EA | 87.75
323190103140 | EXTERIOR IMPROVEMENTS | SITE IMPROVEMENTS | SHRUB & TREE MAINTENANCE | Palm trees, 10' high | EA | 117
323190103142 | EXTERIOR IMPROVEMENTS | SITE IMPROVEMENTS | SHRUB & TREE MAINTENANCE | Palm trees, 20' high | EA | 351
323190103144 | EXTERIOR IMPROVEMENTS | SITE IMPROVEMENTS | SHRUB & TREE MAINTENANCE | Palm trees, 40' high | EA | 702
323190103150 | EXTERIOR IMPROVEMENTS | SITE IMPROVEMENTS | SHRUB & TREE MAINTENANCE | Guying trees, 4" dia | EA | 59.54
323190103160 | EXTERIOR IMPROVEMENTS | SITE IMPROVEMENTS | SHRUB & TREE MAINTENANCE | Guying trees, 8" dia | EA | 89.54
323190200100 | EXTERIOR IMPROVEMENTS | SITE IMPROVEMENTS | FERTILIZING | Fertilizing (23#/1000 sf), by square yard | SY | 0.25
323190200120 | EXTERIOR IMPROVEMENTS | SITE IMPROVEMENTS | FERTILIZING | Fertilizing (23#/1000 sf), by acre | ACRE | 1282
323190203000 | EXTERIOR IMPROVEMENTS | SITE IMPROVEMENTS | FERTILIZING | Liming (70#/1000 sf), by square yard | SY | 0.34
323190203020 | EXTERIOR IMPROVEMENTS | SITE IMPROVEMENTS | FERTILIZING | Liming (70#/1000 sf), by acre | ACRE | 1646
323190301000 | EXTERIOR IMPROVEMENTS | SITE IMPROVEMENTS | WEED CONTROL | Weed control, bromicil, 15 lb./acre, wettable po | ACRE | 651
323190301100 | EXTERIOR IMPROVEMENTS | SITE IMPROVEMENTS | WEED CONTROL | Vegetation control, by application of plant kill | SY | 0.29
323190301200 | EXTERIOR IMPROVEMENTS | SITE IMPROVEMENTS | WEED CONTROL | Weed killer, lawns and fields | SY | 0.41
328400400490 | EXTERIOR IMPROVEMENTS | PLANTING IRRIGATION | LAWN IRRIGATION | Lawn irrigation, residential, complete, min | ACRE | 24058
328400400520 | EXTERIOR IMPROVEMENTS | PLANTING IRRIGATION | LAWN IRRIGATION | Lawn irrigation, residential, complete, max | ACRE | 45793
328400400600 | EXTERIOR IMPROVEMENTS | PLANTING IRRIGATION | LAWN IRRIGATION | Lawn irrigation, commercial, complete, min | ACRE | 36527
328400400620 | EXTERIOR IMPROVEMENTS | PLANTING IRRIGATION | LAWN IRRIGATION | Lawn irrigation, commercial, complete, max | ACRE | 57739
328400401410 | EXTERIOR IMPROVEMENTS | PLANTING IRRIGATION | LAWN IRRIGATION | Lawn irrigation, pipe, Sch 40, PVC, 1/2" | LF | 4.02
328400401420 | EXTERIOR IMPROVEMENTS | PLANTING IRRIGATION | LAWN IRRIGATION | Lawn irrigation, pipe, Sch 40, PVC, 3/4" | LF | 4.49
328400401430 | EXTERIOR IMPROVEMENTS | PLANTING IRRIGATION | LAWN IRRIGATION | Lawn irrigation, pipe, Sch 40, PVC, 1" | LF | 5.06
328400401450 | EXTERIOR IMPROVEMENTS | PLANTING IRRIGATION | LAWN IRRIGATION | Lawn irrigation, pipe, Sch 40, PVC, 1-1/4" | LF | 5.52
328400401460 | EXTERIOR IMPROVEMENTS | PLANTING IRRIGATION | LAWN IRRIGATION | Lawn irrigation, pipe, Sch 40, PVC, 1-1/2" | LF | 5.97
328400401470 | EXTERIOR IMPROVEMENTS | PLANTING IRRIGATION | LAWN IRRIGATION | Lawn irrigation, pipe, Sch 40, PVC, 2" | LF | 7.24
328400401480 | EXTERIOR IMPROVEMENTS | PLANTING IRRIGATION | LAWN IRRIGATION | Lawn irrigation, pipe, Sch 40, 2-1/2" | LF | 9.18
328400401490 | EXTERIOR IMPROVEMENTS | PLANTING IRRIGATION | LAWN IRRIGATION | Lawn irrigation, pipe, Sch 40, PVC, 3" | LF | 11.3
328400401500 | EXTERIOR IMPROVEMENTS | PLANTING IRRIGATION | LAWN IRRIGATION | Lawn irrigation, pipe, Sch 40, PVC, 4" | LF | 14.83
328400401510 | EXTERIOR IMPROVEMENTS | PLANTING IRRIGATION | LAWN IRRIGATION | Lawn irrigation, pipe, Sch 40, PVC, 6" | LF | 23.03
328400403210 | EXTERIOR IMPROVEMENTS | PLANTING IRRIGATION | LAWN IRRIGATION | Lawn irrigation, fittings, tee, 1/2" | EA | 11.34
328400403220 | EXTERIOR IMPROVEMENTS | PLANTING IRRIGATION | LAWN IRRIGATION | Lawn irrigation, fittings, tee, 3/4" | EA | 11.42
328400403230 | EXTERIOR IMPROVEMENTS | PLANTING IRRIGATION | LAWN IRRIGATION | Lawn irrigation, fittings, tee, 1" | EA | 11.81
328400403340 | EXTERIOR IMPROVEMENTS | PLANTING IRRIGATION | LAWN IRRIGATION | Lawn irrigation, fittings, tee, 1-1/4" | EA | 13.55
328400403350 | EXTERIOR IMPROVEMENTS | PLANTING IRRIGATION | LAWN IRRIGATION | Lawn irrigation, fittings, tee, 1-1/2" | EA | 15.08
328400403360 | EXTERIOR IMPROVEMENTS | PLANTING IRRIGATION | LAWN IRRIGATION | Lawn irrigation, fittings, tee, 2" | EA | 17.54
328400403370 | EXTERIOR IMPROVEMENTS | PLANTING IRRIGATION | LAWN IRRIGATION | Lawn irrigation, fittings, tee, 2-1/2" | EA | 27.62
328400403380 | EXTERIOR IMPROVEMENTS | PLANTING IRRIGATION | LAWN IRRIGATION | Lawn irrigation, fittings, tee, 3" | EA | 30.83
328400403390 | EXTERIOR IMPROVEMENTS | PLANTING IRRIGATION | LAWN IRRIGATION | Lawn irrigation, fittings, tee, 4" | EA | 46.09
328400403400 | EXTERIOR IMPROVEMENTS | PLANTING IRRIGATION | LAWN IRRIGATION | Lawn irrigation, fittings, tee, 6" | EA | 107
328400403460 | EXTERIOR IMPROVEMENTS | PLANTING IRRIGATION | LAWN IRRIGATION | Lawn irrigation, fittings, el, 1/2" | EA | 10.54
328400403470 | EXTERIOR IMPROVEMENTS | PLANTING IRRIGATION | LAWN IRRIGATION | Lawn irrigation, fittings, el, 3/4" | EA | 11.44
328400403480 | EXTERIOR IMPROVEMENTS | PLANTING IRRIGATION | LAWN IRRIGATION | Lawn irrigation, fittings, el, 1" | EA | 12.01
328400403490 | EXTERIOR IMPROVEMENTS | PLANTING IRRIGATION | LAWN IRRIGATION | Lawn irrigation, fittings, el, 1-1/4" | EA | 13
328400403500 | EXTERIOR IMPROVEMENTS | PLANTING IRRIGATION | LAWN IRRIGATION | Lawn irrigation, fittings, el, 1-1/2" | EA | 13.32
328400403510 | EXTERIOR IMPROVEMENTS | PLANTING IRRIGATION | LAWN IRRIGATION | Lawn irrigation, fittings, el, 2" | EA | 15.62
328400403520 | EXTERIOR IMPROVEMENTS | PLANTING IRRIGATION | LAWN IRRIGATION | Lawn irrigation, fittings, el, 2-1/2" | EA | 25.84
328400403530 | EXTERIOR IMPROVEMENTS | PLANTING IRRIGATION | LAWN IRRIGATION | Lawn irrigation, fittings, el, 3" | EA | 30.74
328400403540 | EXTERIOR IMPROVEMENTS | PLANTING IRRIGATION | LAWN IRRIGATION | Lawn irrigation, fittings, el, 4" | EA | 39.16
328400403550 | EXTERIOR IMPROVEMENTS | PLANTING IRRIGATION | LAWN IRRIGATION | Lawn irrigation, fittings, el, 6" | EA | 127
328400403610 | EXTERIOR IMPROVEMENTS | PLANTING IRRIGATION | LAWN IRRIGATION | Lawn irrigation, fittings, coupling, 1/2" | EA | 10.52
328400403620 | EXTERIOR IMPROVEMENTS | PLANTING IRRIGATION | LAWN IRRIGATION | Lawn irrigation, fittings, coupling, 3/4" | EA | 11.58
328400403630 | EXTERIOR IMPROVEMENTS | PLANTING IRRIGATION | LAWN IRRIGATION | Lawn irrigation, fittings, coupling, 1" | EA | 12.25
328400403640 | EXTERIOR IMPROVEMENTS | PLANTING IRRIGATION | LAWN IRRIGATION | Lawn irrigation, fittings, coupling, 1-1/4" | EA | 12.66
328400403650 | EXTERIOR IMPROVEMENTS | PLANTING IRRIGATION | LAWN IRRIGATION | Lawn irrigation, fittings, coupling, 1-1/2" | EA | 12.77
328400403660 | EXTERIOR IMPROVEMENTS | PLANTING IRRIGATION | LAWN IRRIGATION | Lawn irrigation, fittings, coupling, 2" | EA | 14.95
328400403670 | EXTERIOR IMPROVEMENTS | PLANTING IRRIGATION | LAWN IRRIGATION | Lawn irrigation, fittings, coupling, 2-1/2" | EA | 20.31
328400403680 | EXTERIOR IMPROVEMENTS | PLANTING IRRIGATION | LAWN IRRIGATION | Lawn irrigation, fittings, coupling, 3" | EA | 27.44
328400403690 | EXTERIOR IMPROVEMENTS | PLANTING IRRIGATION | LAWN IRRIGATION | Lawn irrigation, fittings, coupling, 4" | EA | 30.05
328400403700 | EXTERIOR IMPROVEMENTS | PLANTING IRRIGATION | LAWN IRRIGATION | Lawn irrigation, fittings, coupling, 6" | EA | 81.19
328400403810 | EXTERIOR IMPROVEMENTS | PLANTING IRRIGATION | LAWN IRRIGATION | Lawn irrigation, fittings, 45 el, 1/2" | EA | 10.86
328400403820 | EXTERIOR IMPROVEMENTS | PLANTING IRRIGATION | LAWN IRRIGATION | Lawn irrigation, fittings, 45 el, 3/4" | EA | 12.33
328400403830 | EXTERIOR IMPROVEMENTS | PLANTING IRRIGATION | LAWN IRRIGATION | Lawn irrigation, fittings, 45 el, 1" | EA | 13
328400403840 | EXTERIOR IMPROVEMENTS | PLANTING IRRIGATION | LAWN IRRIGATION | Lawn irrigation, fittings, 45 el, 1-1/4" | EA | 13.82
328400403850 | EXTERIOR IMPROVEMENTS | PLANTING IRRIGATION | LAWN IRRIGATION | Lawn irrigation, fittings, 45 el, 1-1/2" | EA | 14.48
328400403860 | EXTERIOR IMPROVEMENTS | PLANTING IRRIGATION | LAWN IRRIGATION | Lawn irrigation, fittings, 45 el, 2" | EA | 16.6
328400403870 | EXTERIOR IMPROVEMENTS | PLANTING IRRIGATION | LAWN IRRIGATION | Lawn irrigation, fittings, 45 el, 2-1/2" | EA | 27.66
328400403880 | EXTERIOR IMPROVEMENTS | PLANTING IRRIGATION | LAWN IRRIGATION | Lawn irrigation, fittings, 45 el, 3" | EA | 35.68
328400403890 | EXTERIOR IMPROVEMENTS | PLANTING IRRIGATION | LAWN IRRIGATION | Lawn irrigation, fittings, 45 el, 4" | EA | 49.68
328400403900 | EXTERIOR IMPROVEMENTS | PLANTING IRRIGATION | LAWN IRRIGATION | Lawn irrigation, fittings, 45 el, 6" | EA | 134
328400404010 | EXTERIOR IMPROVEMENTS | PLANTING IRRIGATION | LAWN IRRIGATION | Lawn irrigation, riser, 1/2" dia., 2" (close) | EA | 16.78
328400404020 | EXTERIOR IMPROVEMENTS | PLANTING IRRIGATION | LAWN IRRIGATION | Lawn irrigation, riser, 1/2" dia., 3" | EA | 16.92
328400404030 | EXTERIOR IMPROVEMENTS | PLANTING IRRIGATION | LAWN IRRIGATION | Lawn irrigation, riser, 1/2" dia., 4" | EA | 19.42
328400404040 | EXTERIOR IMPROVEMENTS | PLANTING IRRIGATION | LAWN IRRIGATION | Lawn irrigation, riser, 1/2" dia., 5" | EA | 19.53
328400404050 | EXTERIOR IMPROVEMENTS | PLANTING IRRIGATION | LAWN IRRIGATION | Lawn irrigation, riser, 1/2" dia., 6" | EA | 19.88
328400404110 | EXTERIOR IMPROVEMENTS | PLANTING IRRIGATION | LAWN IRRIGATION | Lawn irrigation, riser, 3/4" dia., 2" (close) | EA | 16.78
328400404120 | EXTERIOR IMPROVEMENTS | PLANTING IRRIGATION | LAWN IRRIGATION | Lawn irrigation, riser, 3/4" dia., 3" | EA | 16.92
328400404130 | EXTERIOR IMPROVEMENTS | PLANTING IRRIGATION | LAWN IRRIGATION | Lawn irrigation, riser, 3/4" dia., 4" | EA | 19.32
328400404140 | EXTERIOR IMPROVEMENTS | PLANTING IRRIGATION | LAWN IRRIGATION | Lawn irrigation, riser, 3/4" dia., 5" | EA | 19.64
328400404150 | EXTERIOR IMPROVEMENTS | PLANTING IRRIGATION | LAWN IRRIGATION | Lawn irrigation, riser, 3/4" dia., 6" | EA | 19.73
328400404210 | EXTERIOR IMPROVEMENTS | PLANTING IRRIGATION | LAWN IRRIGATION | Lawn irrigation, riser, 1" dia., 2" (close) | EA | 17.13
328400404220 | EXTERIOR IMPROVEMENTS | PLANTING IRRIGATION | LAWN IRRIGATION | Lawn irrigation, riser, 1" dia., 3" | EA | 17.44
328400404230 | EXTERIOR IMPROVEMENTS | PLANTING IRRIGATION | LAWN IRRIGATION | Lawn irrigation, riser, 1" dia., 4" | EA | 19.97
328400404240 | EXTERIOR IMPROVEMENTS | PLANTING IRRIGATION | LAWN IRRIGATION | Lawn irrigation, riser, 1" dia., 5" | EA | 20.4
328400404250 | EXTERIOR IMPROVEMENTS | PLANTING IRRIGATION | LAWN IRRIGATION | Lawn irrigation, riser, 1" dia., 6" | EA | 20.48
328400405020 | EXTERIOR IMPROVEMENTS | PLANTING IRRIGATION | LAWN IRRIGATION | Lawn irrigation, valve box, conc sqr, 12" x 22" | EA | 183
328400405030 | EXTERIOR IMPROVEMENTS | PLANTING IRRIGATION | LAWN IRRIGATION | Lawn irrigation, valve box, conc sqr, 18" x 20" | EA | 226
328400405040 | EXTERIOR IMPROVEMENTS | PLANTING IRRIGATION | LAWN IRRIGATION | Lawn irrigation, valve box, conc sqr, 24" x 13" | EA | 222
328400405060 | EXTERIOR IMPROVEMENTS | PLANTING IRRIGATION | LAWN IRRIGATION | Lawn irrigation, valve box, conc round, 12" | EA | 116
328400405420 | EXTERIOR IMPROVEMENTS | PLANTING IRRIGATION | LAWN IRRIGATION | Lawn irrigation, valve box, plastic sqr, 12" | EA | 120
328400405430 | EXTERIOR IMPROVEMENTS | PLANTING IRRIGATION | LAWN IRRIGATION | Lawn irrigation, valve box, plastic sqr, 18" | EA | 185
328400405510 | EXTERIOR IMPROVEMENTS | PLANTING IRRIGATION | LAWN IRRIGATION | Lawn irrigation, valve box, plastic round, 6" | EA | 90.09
328400405520 | EXTERIOR IMPROVEMENTS | PLANTING IRRIGATION | LAWN IRRIGATION | Lawn irrigation, valve box, plastic round, 10" | EA | 102
328400405530 | EXTERIOR IMPROVEMENTS | PLANTING IRRIGATION | LAWN IRRIGATION | Lawn irrigation, valve box, plastic round, 12" | EA | 124
328400406110 | EXTERIOR IMPROVEMENTS | PLANTING IRRIGATION | LAWN IRRIGATION | Lawn irrigation, sprinkler, pop-up spray, 2" high | EA | 114
328400406120 | EXTERIOR IMPROVEMENTS | PLANTING IRRIGATION | LAWN IRRIGATION | Lawn irrigation, sprinkler, pop-up spray, 3" high | EA | 114
328400406130 | EXTERIOR IMPROVEMENTS | PLANTING IRRIGATION | LAWN IRRIGATION | Lawn irrigation, sprinkler, pop-up spray, 4" high | EA | 136
328400406140 | EXTERIOR IMPROVEMENTS | PLANTING IRRIGATION | LAWN IRRIGATION | Lawn irrigation, sprinkler, pop-up spray, 6" high | EA | 145
328400406150 | EXTERIOR IMPROVEMENTS | PLANTING IRRIGATION | LAWN IRRIGATION | Lawn irrigation, sprinkler, pop-up spray, 12" high | EA | 150
328400406210 | EXTERIOR IMPROVEMENTS | PLANTING IRRIGATION | LAWN IRRIGATION | Lawn irrigation, sprinkler, rotor, 4" high | EA | 137
328400406220 | EXTERIOR IMPROVEMENTS | PLANTING IRRIGATION | LAWN IRRIGATION | Lawn irrigation, sprinkler, rotor, 6" high | EA | 169
328400406310 | EXTERIOR IMPROVEMENTS | PLANTING IRRIGATION | LAWN IRRIGATION | Lawn irrigation, sprinkler, impact, brass | EA | 149
328400406320 | EXTERIOR IMPROVEMENTS | PLANTING IRRIGATION | LAWN IRRIGATION | Lawn irrigation, sprinkler, impact, plastic | EA | 149
328400406410 | EXTERIOR IMPROVEMENTS | PLANTING IRRIGATION | LAWN IRRIGATION | Lawn irrigation, sprinkler, shrub head, spray | EA | 120
328400406420 | EXTERIOR IMPROVEMENTS | PLANTING IRRIGATION | LAWN IRRIGATION | Lawn irrigation, sprinkler, shrub head, rotor | EA | 160
328400406910 | EXTERIOR IMPROVEMENTS | PLANTING IRRIGATION | LAWN IRRIGATION | Lawn irrigation, time clocks, minimum | EA | 337
328400406920 | EXTERIOR IMPROVEMENTS | PLANTING IRRIGATION | LAWN IRRIGATION | Lawn irrigation, time clocks, average | EA | 567
328400406930 | EXTERIOR IMPROVEMENTS | PLANTING IRRIGATION | LAWN IRRIGATION | Lawn irrigation, time clocks, maximum | EA | 3503
328400407120 | EXTERIOR IMPROVEMENTS | PLANTING IRRIGATION | LAWN IRRIGATION | Lawn irrigation, valves, anti-siphon, brass, 3/4" | EA | 183
328400407130 | EXTERIOR IMPROVEMENTS | PLANTING IRRIGATION | LAWN IRRIGATION | Lawn irrigation, valves, anti-siphon, brass, 1" | EA | 200
328400407150 | EXTERIOR IMPROVEMENTS | PLANTING IRRIGATION | LAWN IRRIGATION | Lawn irrigation, valves, anti-siphon, plastic, 3/4" | EA | 162
328400407160 | EXTERIOR IMPROVEMENTS | PLANTING IRRIGATION | LAWN IRRIGATION | Lawn irrigation, valves, anti-siphon, plastic, 1" | EA | 173
328400407220 | EXTERIOR IMPROVEMENTS | PLANTING IRRIGATION | LAWN IRRIGATION | Lawn irrigation, ball valve, plastic, 1/2" | EA | 113
328400407230 | EXTERIOR IMPROVEMENTS | PLANTING IRRIGATION | LAWN IRRIGATION | Lawn irrigation, ball valve, plastic, 3/4" | EA | 113
328400407240 | EXTERIOR IMPROVEMENTS | PLANTING IRRIGATION | LAWN IRRIGATION | Lawn irrigation, ball valve, plastic, 1" | EA | 115
328400407250 | EXTERIOR IMPROVEMENTS | PLANTING IRRIGATION | LAWN IRRIGATION | Lawn irrigation, ball valve, plastic, 1-1/2" | EA | 145
328400407260 | EXTERIOR IMPROVEMENTS | PLANTING IRRIGATION | LAWN IRRIGATION | Lawn irrigation, ball valve, plastic, 2" | EA | 150
328400407280 | EXTERIOR IMPROVEMENTS | PLANTING IRRIGATION | LAWN IRRIGATION | Lawn irrigation, ball valve, brass, 1/2" | EA | 121
328400407290 | EXTERIOR IMPROVEMENTS | PLANTING IRRIGATION | LAWN IRRIGATION | Lawn irrigation, ball valve, brass, 3/4" | EA | 129
328400407300 | EXTERIOR IMPROVEMENTS | PLANTING IRRIGATION | LAWN IRRIGATION | Lawn irrigation, ball valve, brass, 1" | EA | 142
328400407310 | EXTERIOR IMPROVEMENTS | PLANTING IRRIGATION | LAWN IRRIGATION | Lawn irrigation, ball valve, brass, 1-1/2" | EA | 196
328400407320 | EXTERIOR IMPROVEMENTS | PLANTING IRRIGATION | LAWN IRRIGATION | Lawn irrigation, ball valve, brass, 2" | EA | 230
328400407410 | EXTERIOR IMPROVEMENTS | PLANTING IRRIGATION | LAWN IRRIGATION | Lawn irrigation, gate valve, brass, 1/2" | EA | 122
328400407420 | EXTERIOR IMPROVEMENTS | PLANTING IRRIGATION | LAWN IRRIGATION | Lawn irrigation, gate valve, brass, 3/4" | EA | 132
328400407430 | EXTERIOR IMPROVEMENTS | PLANTING IRRIGATION | LAWN IRRIGATION | Lawn irrigation, gate valve, brass, 1" | EA | 142
328400407450 | EXTERIOR IMPROVEMENTS | PLANTING IRRIGATION | LAWN IRRIGATION | Lawn irrigation, gate valve, brass, 1-1/2" | EA | 188
328400407460 | EXTERIOR IMPROVEMENTS | PLANTING IRRIGATION | LAWN IRRIGATION | Lawn irrigation, gate valve, brass, 2" | EA | 203
328400408020 | EXTERIOR IMPROVEMENTS | PLANTING IRRIGATION | LAWN IRRIGATION | Lawn irrigation, vacuum breakers, brass, 3/4" | EA | 284
328400408030 | EXTERIOR IMPROVEMENTS | PLANTING IRRIGATION | LAWN IRRIGATION | Lawn irrigation, vacuum breakers, brass, 1" | EA | 310
328400408040 | EXTERIOR IMPROVEMENTS | PLANTING IRRIGATION | LAWN IRRIGATION | Lawn irrigation, vacuum breakers, brass, 1-1/2" | EA | 406
328400408050 | EXTERIOR IMPROVEMENTS | PLANTING IRRIGATION | LAWN IRRIGATION | Lawn irrigation, vacuum breakers, brass, 2" | EA | 485
328400408070 | EXTERIOR IMPROVEMENTS | PLANTING IRRIGATION | LAWN IRRIGATION | Lawn irrigation, vacuum breakers, plastic, 3/4" | EA | 280
328400408080 | EXTERIOR IMPROVEMENTS | PLANTING IRRIGATION | LAWN IRRIGATION | Lawn irrigation, vacuum breakers, plastic, 1" | EA | 291
328400408090 | EXTERIOR IMPROVEMENTS | PLANTING IRRIGATION | LAWN IRRIGATION | Lawn irrigation, vacuum breakers, plastic, 1-1/2" | EA | 335
328400408100 | EXTERIOR IMPROVEMENTS | PLANTING IRRIGATION | LAWN IRRIGATION | Lawn irrigation, vacuum breakers, plastic, 2" | EA | 357
328400408410 | EXTERIOR IMPROVEMENTS | PLANTING IRRIGATION | LAWN IRRIGATION | Lawn irrigation, backflow preventers, brass, 3/4" | EA | 2301
328400408420 | EXTERIOR IMPROVEMENTS | PLANTING IRRIGATION | LAWN IRRIGATION | Lawn irrigation, backflow preventers, brass, 1" | EA | 2318
328400408430 | EXTERIOR IMPROVEMENTS | PLANTING IRRIGATION | LAWN IRRIGATION | Lawn irrigation, backflow preventers, brass, 1-1/2 | EA | 2533
328400408440 | EXTERIOR IMPROVEMENTS | PLANTING IRRIGATION | LAWN IRRIGATION | Lawn irrigation, backflow preventers, brass, 2" | EA | 3060
328400408610 | EXTERIOR IMPROVEMENTS | PLANTING IRRIGATION | LAWN IRRIGATION | Lawn irrigation, pressure regulators, brass, 3/4" | EA | 226
328400408620 | EXTERIOR IMPROVEMENTS | PLANTING IRRIGATION | LAWN IRRIGATION | Lawn irrigation, pressure regulators, brass, 1" | EA | 291
328400408630 | EXTERIOR IMPROVEMENTS | PLANTING IRRIGATION | LAWN IRRIGATION | Lawn irrigation, pressure regulators, brass, 1-1/2 | EA | 753
328400408640 | EXTERIOR IMPROVEMENTS | PLANTING IRRIGATION | LAWN IRRIGATION | Lawn irrigation, pressure regulators, brass, 2" | EA | 891
328400408810 | EXTERIOR IMPROVEMENTS | PLANTING IRRIGATION | LAWN IRRIGATION | Lawn irrigation, quick coupler valve, 3/4" | EA | 208
328400408820 | EXTERIOR IMPROVEMENTS | PLANTING IRRIGATION | LAWN IRRIGATION | Lawn irrigation, quick coupler valve, 1" | EA | 253
329119100010 | EXTERIOR IMPROVEMENTS | PLANTING | TOPSOIL | Spread topsoil, w/equipment, minimum | CY | 19.46
329119100020 | EXTERIOR IMPROVEMENTS | PLANTING | TOPSOIL | Spread topsoil, w/equipment, maximum | CY | 24.33
329119100100 | EXTERIOR IMPROVEMENTS | PLANTING | TOPSOIL | Spread topsoil, by hand, minimum | CY | 64.07
329119100110 | EXTERIOR IMPROVEMENTS | PLANTING | TOPSOIL | Spread topsoil, by hand, maximum | CY | 80.09
329119101000 | EXTERIOR IMPROVEMENTS | PLANTING | TOPSOIL | Area prep for seeding (grade, rake, clean), by square yard | SY | 0.51
329119101020 | EXTERIOR IMPROVEMENTS | PLANTING | TOPSOIL | Area prep for seeding (grade, rake, clean), by acre | ACRE | 2563
329119102020 | EXTERIOR IMPROVEMENTS | PLANTING | TOPSOIL | Remove and stock pile on site, 4" deep | CY | 16.22
329119102040 | EXTERIOR IMPROVEMENTS | PLANTING | TOPSOIL | Remove and stock pile on site, 6" deep | CY | 14.97
329119102220 | EXTERIOR IMPROVEMENTS | PLANTING | TOPSOIL | Spreading top soil from stock pile, by loader | CY | 17.69
329119102240 | EXTERIOR IMPROVEMENTS | PLANTING | TOPSOIL | Spreading top soil from stock pile, by hand | CY | 195
329119102260 | EXTERIOR IMPROVEMENTS | PLANTING | TOPSOIL | Top dress by hand | SY | 1.95
329119102320 | EXTERIOR IMPROVEMENTS | PLANTING | TOPSOIL | Place imported top soil, by loader, 4" deep | SY | 1.95
329119102340 | EXTERIOR IMPROVEMENTS | PLANTING | TOPSOIL | Place imported top soil, by loader, 6" deep | SY | 2.16
329119102370 | EXTERIOR IMPROVEMENTS | PLANTING | TOPSOIL | Place imported top soil, by hand, 4" deep | SY | 7.12
329119102380 | EXTERIOR IMPROVEMENTS | PLANTING | TOPSOIL | Place imported top soil, by hand, 6" deep | SY | 8.01
329119106000 | EXTERIOR IMPROVEMENTS | PLANTING | TOPSOIL | Plant bed preparation, 18" deep, w/backhoe/loader | SY | 4.87
329119106010 | EXTERIOR IMPROVEMENTS | PLANTING | TOPSOIL | Plant bed preparation, 18" deep, by hand | SY | 10.68
329219001000 | EXTERIOR IMPROVEMENTS | TURF AND GRASSES | SEEDING | Mechanical seeding, 175 lb/acre, by square yard | SY | 0.42
329219001020 | EXTERIOR IMPROVEMENTS | TURF AND GRASSES | SEEDING | Mechanical seeding, 175 lb/acre, by acre | ACRE | 1832
329219002060 | EXTERIOR IMPROVEMENTS | TURF AND GRASSES | SEEDING | Mechanical seeding, 450 lb/acre, by square yard | SY | 0.84
329219002080 | EXTERIOR IMPROVEMENTS | TURF AND GRASSES | SEEDING | Mechanical seeding, 450 lb/acre, by acre | ACRE | 3496
329219003050 | EXTERIOR IMPROVEMENTS | TURF AND GRASSES | SEEDING | Synthetic turf, min. not including base | SF | 1.45
329219003060 | EXTERIOR IMPROVEMENTS | TURF AND GRASSES | SEEDING | Synthetic turf, avg. not including base | SF | 2.41
329219003070 | EXTERIOR IMPROVEMENTS | TURF AND GRASSES | SEEDING | Synthetic turf, max. not including base | SF | 4.24
329219006000 | EXTERIOR IMPROVEMENTS | TURF AND GRASSES | SEEDING | Seeding by hand, 10 lb per 100 sy, by square yard | SY | 0.91
329219006010 | EXTERIOR IMPROVEMENTS | TURF AND GRASSES | SEEDING | Seeding by hand, 10 lb per 100 sy, by acre | ACRE | 3774
329219008010 | EXTERIOR IMPROVEMENTS | TURF AND GRASSES | SEEDING | Reseed disturbed areas | SF | 0.39
329323000100 | EXTERIOR IMPROVEMENTS | PLANTS | PLANTS | Euonymus coloratus 18" (purple wintercreeper) | EA | 14.34
329323000150 | EXTERIOR IMPROVEMENTS | PLANTS | PLANTS | Hedera Helix, 2-1/4" pots (English ivy) | EA | 12.2
329323000200 | EXTERIOR IMPROVEMENTS | PLANTS | PLANTS | Liriope muscari, 2" clumps | EA | 12.79
329323000250 | EXTERIOR IMPROVEMENTS | PLANTS | PLANTS | Santolina, 12" | EA | 13.72
329323000280 | EXTERIOR IMPROVEMENTS | PLANTS | PLANTS | Vinca major or minor, 3" pots, 2 year (English i | EA | 7.6
329323000300 | EXTERIOR IMPROVEMENTS | PLANTS | PLANTS | Cortaderia argentia, 2 gallon (pampas grass) | EA | 29.52
329323000350 | EXTERIOR IMPROVEMENTS | PLANTS | PLANTS | Ophiopogan japonicus, 1 quart (4" pot) | EA | 12.79
329323000400 | EXTERIOR IMPROVEMENTS | PLANTS | PLANTS | Ajuga reptans, 2-3/4"pots (carpet bugle) | EA | 7.6
329323000450 | EXTERIOR IMPROVEMENTS | PLANTS | PLANTS | Pachysandra terminalis, 2-3/4" pot (Japanese spu | EA | 8.02
329333000100 | EXTERIOR IMPROVEMENTS | PLANTS | SHRUBS | Juniperus conferia litoralis, 18"-24" Shore Juniper | EA | 76.59
329333000150 | EXTERIOR IMPROVEMENTS | PLANTS | SHRUBS | Horizontalis plumosa, 18"-24" (Andorra juniper) | EA | 79.67
329333000200 | EXTERIOR IMPROVEMENTS | PLANTS | SHRUBS | Sabina tamar-iscfolia-tamarix juniper, 18"-24" | EA | 79.67
329333000250 | EXTERIOR IMPROVEMENTS | PLANTS | SHRUBS | Chin San Hose, 18"-24" (San Hose Juniper) | EA | 79.67
329333000300 | EXTERIOR IMPROVEMENTS | PLANTS | SHRUBS | Sargenti, 18"-24" (Sargent's Juniper) | EA | 76.59
329333000350 | EXTERIOR IMPROVEMENTS | PLANTS | SHRUBS | Nandina domestica, 18"-24" (Heavenly Bamboo) | EA | 59.85
329333000400 | EXTERIOR IMPROVEMENTS | PLANTS | SHRUBS | Raphiolepis Indica Springtime, 18"-24" Indian Ha | EA | 62.44
329333000450 | EXTERIOR IMPROVEMENTS | PLANTS | SHRUBS | Osmanthus Heterophyllus Gulftide, 18"-24" (Osman | EA | 64.95
329333000460 | EXTERIOR IMPROVEMENTS | PLANTS | SHRUBS | Ilex Cornuta Burfordi Nana, 18"-24" (Dwarf Burfo | EA | 70.44
329333000550 | EXTERIOR IMPROVEMENTS | PLANTS | SHRUBS | Glabra, 18"-24" (Inkberry Holly) | EA | 67.78
329333000600 | EXTERIOR IMPROVEMENTS | PLANTS | SHRUBS | Azalea, Indica types, 18"-24" | EA | 73.2
329333000650 | EXTERIOR IMPROVEMENTS | PLANTS | SHRUBS | Kurume types, 18"-24" | EA | 78.86
329333000700 | EXTERIOR IMPROVEMENTS | PLANTS | SHRUBS | Berberis Julianae, 18"-24" (Wintergreen Barberry | EA | 56.91
329333000800 | EXTERIOR IMPROVEMENTS | PLANTS | SHRUBS | Pieris Japonica Japanese, 18"-24" (Japanese Pier | EA | 56.91
329333000900 | EXTERIOR IMPROVEMENTS | PLANTS | SHRUBS | Ilex Cornuta Rotunda, 18"-24" (Dwarf Chinese Holly) | EA | 62.51
329333001000 | EXTERIOR IMPROVEMENTS | PLANTS | SHRUBS | Juniperus Horizontalis Plumosa, 24"-30" (Andorra | EA | 66.11
329333001200 | EXTERIOR IMPROVEMENTS | PLANTS | SHRUBS | Rhodopendrow Hybrids, 24"-30" | EA | 123
329333001400 | EXTERIOR IMPROVEMENTS | PLANTS | SHRUBS | Aucuba Japonica Varigata, 24"-30" (Gold Dust Auc | EA | 63.02
329333001600 | EXTERIOR IMPROVEMENTS | PLANTS | SHRUBS | Ilex Crenata Willow Leaf, 24"-30" (Japanese Holly) | EA | 66.11
329333001620 | EXTERIOR IMPROVEMENTS | PLANTS | SHRUBS | Cleyera Japonica, 30"-36" (Japanese Cleyera) | EA | 79.84
329333001700 | EXTERIOR IMPROVEMENTS | PLANTS | SHRUBS | Pittosporum Tobira, 30"-36" | EA | 86.5
329333001800 | EXTERIOR IMPROVEMENTS | PLANTS | SHRUBS | Prumus Laurocerasus, 30"-36" | EA | 126
329333001900 | EXTERIOR IMPROVEMENTS | PLANTS | SHRUBS | Ilex Cornuta Burfordi, 30"-36" (Burford Holly) | EA | 85.5
329333002000 | EXTERIOR IMPROVEMENTS | PLANTS | SHRUBS | Abelia Grandiflora, 24"-36" (Yew Podocarpus) | EA | 63.19
329333002100 | EXTERIOR IMPROVEMENTS | PLANTS | SHRUBS | Podocarpos Macrophylla, 24"-36" (Yew Podocarpus) | EA | 83
329333002500 | EXTERIOR IMPROVEMENTS | PLANTS | SHRUBS | Pyracantha Coccinea Lalandi, 3'-4' (Firethorn) | EA | 69.09
329333002520 | EXTERIOR IMPROVEMENTS | PLANTS | SHRUBS | Photinia Frazieri, 3'-4' (Red Photinia) | EA | 86.24
329333002600 | EXTERIOR IMPROVEMENTS | PLANTS | SHRUBS | Forsythia Suspensa, 3'-4' (Weeping Forsythia) | EA | 69.09
329333002700 | EXTERIOR IMPROVEMENTS | PLANTS | SHRUBS | Camellia Japonica, 3'-4' (Common Camellia) | EA | 91.33
329333002800 | EXTERIOR IMPROVEMENTS | PLANTS | SHRUBS | Juniperus Chin Torulosa, 3'-4' (Hollywood Junipe | EA | 94.48
329333002900 | EXTERIOR IMPROVEMENTS | PLANTS | SHRUBS | Cupressocyparis Leylandi, 3'-4' | EA | 85.91
329333003000 | EXTERIOR IMPROVEMENTS | PLANTS | SHRUBS | Ilex Opaca Fosteri, 5'-6' (Foster's Holly) | EA | 238
329333003200 | EXTERIOR IMPROVEMENTS | PLANTS | SHRUBS | Opaca, 5'-6' (American Holly) | EA | 321
329333003300 | EXTERIOR IMPROVEMENTS | PLANTS | SHRUBS | Nyrica Cerifera, 4'-5' (Southern Wax Myrtles) | EA | 104
329333003400 | EXTERIOR IMPROVEMENTS | PLANTS | SHRUBS | Ligustrum Japonicum, 4'-5' (Japanese Privet) | EA | 91.23
329343000100 | EXTERIOR IMPROVEMENTS | PLANTS | TREES | Cornus Florida, 5'-6' (White flowering Dogwood) | EA | 175
329343000120 | EXTERIOR IMPROVEMENTS | PLANTS | TREES | Prunus Serrulata Kwanzan, 6'-8' (Kwanzan Cherry) | EA | 199
329343000130 | EXTERIOR IMPROVEMENTS | PLANTS | TREES | Caroliniana, 6'-8' (Carolina Cherry Laurel) | EA | 224
329343000140 | EXTERIOR IMPROVEMENTS | PLANTS | TREES | Cercis Canadensis, 6'-8' (Eastern Redbud) | EA | 174
329343000200 | EXTERIOR IMPROVEMENTS | PLANTS | TREES | Koelreuteria Paniculata, 8'-10' (Goldenrain tree | EA | 268
329343000250 | EXTERIOR IMPROVEMENTS | PLANTS | TREES | Acer Platanoides, 1-3/4"-2" (11'-13') Norway Maple | EA | 360
329343000300 | EXTERIOR IMPROVEMENTS | PLANTS | TREES | Rubrum, 1-3/4"-2" (11'-13') (Red Maple) | EA | 295
329343000350 | EXTERIOR IMPROVEMENTS | PLANTS | TREES | Saccharum, 1-3/4"-2" (Sugar Maple) | EA | 442
329343000400 | EXTERIOR IMPROVEMENTS | PLANTS | TREES | Fraxinus Pennsylvanica, 1-3/4"-2" Laneolata-Gree | EA | 269
329343000450 | EXTERIOR IMPROVEMENTS | PLANTS | TREES | Celtis Occidentalis, 1-3/4"-2" (American Hackber | EA | 348
329343000460 | EXTERIOR IMPROVEMENTS | PLANTS | TREES | Glenditsia Triacantos Inermis, 2" | EA | 328
329343001000 | EXTERIOR IMPROVEMENTS | PLANTS | TREES | Prunus Cerasifera 'Thundercloud', 6'-8' | EA | 192
329343001200 | EXTERIOR IMPROVEMENTS | PLANTS | TREES | Yeodensis, 6'-8' (Yoshino Cherry) | EA | 201
329343001400 | EXTERIOR IMPROVEMENTS | PLANTS | TREES | Lagerstroemia Indica, 8'-10' (Crapemyrtle) | EA | 296
329343001600 | EXTERIOR IMPROVEMENTS | PLANTS | TREES | Crataegus Phaenopyrum, 8'-10' Washington Hawthor | EA | 418
329343001800 | EXTERIOR IMPROVEMENTS | PLANTS | TREES | Quercus Borealis, 1-3/4"-2" (Northern Red Oak) | EA | 306
329343002000 | EXTERIOR IMPROVEMENTS | PLANTS | TREES | Quercus Acutissima, 1-3/4"-2" (8'-10') (Sawtooth) | EA | 295
329343002100 | EXTERIOR IMPROVEMENTS | PLANTS | TREES | Saliz Babylonica, 1-3/4"-2" (Weeping Willow) | EA | 201
329343002200 | EXTERIOR IMPROVEMENTS | PLANTS | TREES | Tilia Cordata Greenspire, 1-3/4"-2" (10'-12') | EA | 525
329343002300 | EXTERIOR IMPROVEMENTS | PLANTS | TREES | Malus, 2"-2-1/2" (8'-10') (Flowering Crabapple) | EA | 308
329343002400 | EXTERIOR IMPROVEMENTS | PLANTS | TREES | Platanus Occidentalis, (12'-14') | EA | 440
329343002500 | EXTERIOR IMPROVEMENTS | PLANTS | TREES | Pyrus Calleryana Bradford, 2"-2-1/2" (Bradford P | EA | 349
329343002600 | EXTERIOR IMPROVEMENTS | PLANTS | TREES | Quercus Palustris, 2"-2-1/2" (12'-14') (Pin Oak) | EA | 375
329343002700 | EXTERIOR IMPROVEMENTS | PLANTS | TREES | Phellos, 2-1/2"-3" (Willow Oak) | EA | 418
329343002800 | EXTERIOR IMPROVEMENTS | PLANTS | TREES | Nigra, 2"-2-1/2" (Water Oak) | EA | 359
329343003000 | EXTERIOR IMPROVEMENTS | PLANTS | TREES | Magnolia Soulangeana, 4'-5' (Saucer Magnolia) | EA | 200
329343003100 | EXTERIOR IMPROVEMENTS | PLANTS | TREES | Grandiflora, 6'-8' (Southern Magnolia) | EA | 265
329343003200 | EXTERIOR IMPROVEMENTS | PLANTS | TREES | Cedrus Deodara, 10'-12' (Deodare Cedar) | EA | 440
329343003300 | EXTERIOR IMPROVEMENTS | PLANTS | TREES | Ginkgo Biloba, 10'-12' (2"-2-1/2") (Maidenhair T | EA | 418
329343003400 | EXTERIOR IMPROVEMENTS | PLANTS | TREES | Pinus Thunbergi, 5'-6' (Japanese Black Pine) | EA | 176
329343003500 | EXTERIOR IMPROVEMENTS | PLANTS | TREES | Strobus, 6'-8' (White Pine) | EA | 201
329343003600 | EXTERIOR IMPROVEMENTS | PLANTS | TREES | Taeda, 6'-8' (Loblolly Pine) | EA | 179
329343003700 | EXTERIOR IMPROVEMENTS | PLANTS | TREES | Quercus Virginiana, 2"-2-1/2" (live oak) | EA | 420
329400200100 | EXTERIOR IMPROVEMENTS | PLANT ACCESSORIES | LANDSCAPE ACCESSORIES | Steel edging, 3/16"x 4" | LF | 6.14
329400200200 | EXTERIOR IMPROVEMENTS | PLANT ACCESSORIES | LANDSCAPE ACCESSORIES | Landscaping stepping stones, 15"x15", white | EA | 11.22
329400206000 | EXTERIOR IMPROVEMENTS | PLANT ACCESSORIES | LANDSCAPE ACCESSORIES | Wood chip mulch | CY | 93.72
329400206010 | EXTERIOR IMPROVEMENTS | PLANT ACCESSORIES | LANDSCAPE ACCESSORIES | Wood chip mulch, 2" thick | SY | 4.4
329400206020 | EXTERIOR IMPROVEMENTS | PLANT ACCESSORIES | LANDSCAPE ACCESSORIES | Wood chip mulch, 4" thick | SY | 7.71
329400206030 | EXTERIOR IMPROVEMENTS | PLANT ACCESSORIES | LANDSCAPE ACCESSORIES | Wood chip mulch, 6" thick | SY | 11.13
329400206200 | EXTERIOR IMPROVEMENTS | PLANT ACCESSORIES | LANDSCAPE ACCESSORIES | Gravel mulch, 3/4" stone | CY | 104
329400206300 | EXTERIOR IMPROVEMENTS | PLANT ACCESSORIES | LANDSCAPE ACCESSORIES | White marble chips, 1" deep | SF | 1.52
329400207000 | EXTERIOR IMPROVEMENTS | PLANT ACCESSORIES | LANDSCAPE ACCESSORIES | Peat moss, 2" thick | SY | 6.9
329400207020 | EXTERIOR IMPROVEMENTS | PLANT ACCESSORIES | LANDSCAPE ACCESSORIES | Peat moss, 4" thick | SY | 12.68
329400207030 | EXTERIOR IMPROVEMENTS | PLANT ACCESSORIES | LANDSCAPE ACCESSORIES | Peat moss, 6" thick | SY | 18.74
329400208000 | EXTERIOR IMPROVEMENTS | PLANT ACCESSORIES | LANDSCAPE ACCESSORIES | Landscaping timbers, treated lumber, 4"x4" | LF | 6.62
329400208020 | EXTERIOR IMPROVEMENTS | PLANT ACCESSORIES | LANDSCAPE ACCESSORIES | Landscaping timbers, treated lumber, 6"x 6" | LF | 12.7
329400208040 | EXTERIOR IMPROVEMENTS | PLANT ACCESSORIES | LANDSCAPE ACCESSORIES | Landscaping timbers, treated lumber, 8"x 8" | LF | 15.32
329433001020 | EXTERIOR IMPROVEMENTS | PLANT ACCESSORIES | PREFABRICATED PLANTERS | Conc precast, circular, 24" dia, 18" high | EA | 486
329433001040 | EXTERIOR IMPROVEMENTS | PLANT ACCESSORIES | PREFABRICATED PLANTERS | Conc precast, circular, 42" dia, 30" high | EA | 641
329433002040 | EXTERIOR IMPROVEMENTS | PLANT ACCESSORIES | PREFABRICATED PLANTERS | Fiberglass, circular, 36" dia, 27" high | EA | 745
329433002060 | EXTERIOR IMPROVEMENTS | PLANT ACCESSORIES | PREFABRICATED PLANTERS | Fiberglass, circular, 60" dia, 39" high | EA | 1672
329433002120 | EXTERIOR IMPROVEMENTS | PLANT ACCESSORIES | PREFABRICATED PLANTERS | Tapered, circular, 24" dia, 36" high | EA | 590
329433002140 | EXTERIOR IMPROVEMENTS | PLANT ACCESSORIES | PREFABRICATED PLANTERS | Tapered, circular, 40" dia, 36" high | EA | 963
329433002220 | EXTERIOR IMPROVEMENTS | PLANT ACCESSORIES | PREFABRICATED PLANTERS | Tapered, square, 2' by 2', 17" high | EA | 504
329433002240 | EXTERIOR IMPROVEMENTS | PLANT ACCESSORIES | PREFABRICATED PLANTERS | Tapered, square, 4' by 4', 39" high | EA | 1672
329433002320 | EXTERIOR IMPROVEMENTS | PLANT ACCESSORIES | PREFABRICATED PLANTERS | Tapered, rectangular, 4' by 1', 18" high | EA | 560
330110101000 | UTILITIES | SITE RESTORATION | PIPELINE RESTORATION | Relining existing water main, 6" dia | LF | 63.5
330110101020 | UTILITIES | SITE RESTORATION | PIPELINE RESTORATION | Relining existing water main, 8" dia | LF | 67.61
330110101040 | UTILITIES | SITE RESTORATION | PIPELINE RESTORATION | Relining existing water main, 10" dia | LF | 72.13
330110101060 | UTILITIES | SITE RESTORATION | PIPELINE RESTORATION | Relining existing water main, 12" dia | LF | 76.78
330110101080 | UTILITIES | SITE RESTORATION | PIPELINE RESTORATION | Relining existing water main, 14" dia | LF | 81.73
330110101100 | UTILITIES | SITE RESTORATION | PIPELINE RESTORATION | Relining existing water main, 16" dia | LF | 87.49
330110101120 | UTILITIES | SITE RESTORATION | PIPELINE RESTORATION | Relining existing water main, 18" dia | LF | 93.82
330110101140 | UTILITIES | SITE RESTORATION | PIPELINE RESTORATION | Relining existing water main, 20" dia | LF | 101
330110101160 | UTILITIES | SITE RESTORATION | PIPELINE RESTORATION | Relining existing water main, 24" dia | LF | 110
330110101180 | UTILITIES | SITE RESTORATION | PIPELINE RESTORATION | Relining existing water main, 36" dia | LF | 129
330110101200 | UTILITIES | SITE RESTORATION | PIPELINE RESTORATION | Relining existing water main, 48" dia | LF | 144
330110101220 | UTILITIES | SITE RESTORATION | PIPELINE RESTORATION | Relining existing water main, 72" dia | LF | 165
330110102000 | UTILITIES | SITE RESTORATION | PIPELINE RESTORATION | Replacing in line gate valves, 6" valve | EA | 1884
330110102020 | UTILITIES | SITE RESTORATION | PIPELINE RESTORATION | Replacing in line gate valves, 8" valve | EA | 2725
330110102040 | UTILITIES | SITE RESTORATION | PIPELINE RESTORATION | Replacing in line gate valves, 10" valve | EA | 3834
330110102060 | UTILITIES | SITE RESTORATION | PIPELINE RESTORATION | Replacing in line gate valves, 12" valve | EA | 6136
330110102080 | UTILITIES | SITE RESTORATION | PIPELINE RESTORATION | Replacing in line gate valves, 16" valve | EA | 12440
330110102090 | UTILITIES | SITE RESTORATION | PIPELINE RESTORATION | Replacing in line gate valves, 18" valve | EA | 18301
330110102100 | UTILITIES | SITE RESTORATION | PIPELINE RESTORATION | Replacing in line gate valves, 20" valve | EA | 24855
330110102120 | UTILITIES | SITE RESTORATION | PIPELINE RESTORATION | Replacing in line gate valves, 24" valve | EA | 35125
330110102140 | UTILITIES | SITE RESTORATION | PIPELINE RESTORATION | Replacing in line gate valves, 36" valve | EA | 92482
330523101100 | UTILITIES | TUNNELING, BORING & JACKING | PIPE JACKING | Pipe casing, horizontal jacking, 18" dia | LF | 258
330523101200 | UTILITIES | TUNNELING, BORING & JACKING | PIPE JACKING | Pipe casing, horizontal jacking, 21" dia | LF | 289
330523101300 | UTILITIES | TUNNELING, BORING & JACKING | PIPE JACKING | Pipe casing, horizontal jacking, 24" dia | LF | 304
330523101400 | UTILITIES | TUNNELING, BORING & JACKING | PIPE JACKING | Pipe casing, horizontal jacking, 27" dia | LF | 320
330523101500 | UTILITIES | TUNNELING, BORING & JACKING | PIPE JACKING | Pipe casing, horizontal jacking, 30" dia | LF | 344
330523101600 | UTILITIES | TUNNELING, BORING & JACKING | PIPE JACKING | Pipe casing, horizontal jacking, 36" dia | LF | 384
330523101700 | UTILITIES | TUNNELING, BORING & JACKING | PIPE JACKING | Pipe casing, horizontal jacking, 42" dia | LF | 437
330523101800 | UTILITIES | TUNNELING, BORING & JACKING | PIPE JACKING | Pipe casing, horizontal jacking, 48" dia | LF | 505
331100301030 | UTILITIES | DISTRIBUTION PIPING | CHILLED WATER SYSTEMS | CW pipe, 2" insul, align tack weld, sleeper, 1-1/2" D | LF | 48.16
331100301040 | UTILITIES | DISTRIBUTION PIPING | CHILLED WATER SYSTEMS | CW pipe, 2" insul, align tack weld, sleeper, 3" dia | LF | 77.24
331100301050 | UTILITIES | DISTRIBUTION PIPING | CHILLED WATER SYSTEMS | CW pipe, 2" insul, align tack weld, sleeper, 4" dia | LF | 90.09
331100301060 | UTILITIES | DISTRIBUTION PIPING | CHILLED WATER SYSTEMS | CW pipe, 2" insul, align tack weld, sleeper, 6" dia | LF | 104
331100301070 | UTILITIES | DISTRIBUTION PIPING | CHILLED WATER SYSTEMS | CW pipe, 2" insul, align tack weld, sleeper, 8" dia | LF | 143
331100301080 | UTILITIES | DISTRIBUTION PIPING | CHILLED WATER SYSTEMS | CW pipe, 2" insul, align tack weld, sleeper, 10" dia | LF | 182
331100301090 | UTILITIES | DISTRIBUTION PIPING | CHILLED WATER SYSTEMS | CW pipe, 2" insul, align tack weld, sleeper, 12" dia | LF | 217
331100301100 | UTILITIES | DISTRIBUTION PIPING | CHILLED WATER SYSTEMS | CW pipe, 2" insul, align tack weld, sleeper, 14" dia | LF | 290
331100301120 | UTILITIES | DISTRIBUTION PIPING | CHILLED WATER SYSTEMS | CW pipe, 2" insul, align tack weld, sleeper, 16" dia | LF | 368
331100301210 | UTILITIES | DISTRIBUTION PIPING | CHILLED WATER SYSTEMS | CW pipe, 2" insul, align tack weld, trench, 18" dia | LF | 380
331100301220 | UTILITIES | DISTRIBUTION PIPING | CHILLED WATER SYSTEMS | CW pipe, 2" insul, align tack weld, trench, 20" dia | LF | 491
331100302110 | UTILITIES | DISTRIBUTION PIPING | CHILLED WATER SYSTEMS | CW, preinsulated fittings, elbows, 1-1/2" | EA | 1130
331100302120 | UTILITIES | DISTRIBUTION PIPING | CHILLED WATER SYSTEMS | CW, preinsulated fittings, elbows, 3" | EA | 1448
331100302140 | UTILITIES | DISTRIBUTION PIPING | CHILLED WATER SYSTEMS | CW, preinsulated fittings, elbows, 4" | EA | 1872
331100302150 | UTILITIES | DISTRIBUTION PIPING | CHILLED WATER SYSTEMS | CW, preinsulated fittings, elbows, 6" | EA | 2586
331100302160 | UTILITIES | DISTRIBUTION PIPING | CHILLED WATER SYSTEMS | CW, preinsulated fittings, elbows, 8" | EA | 3640
331100302210 | UTILITIES | DISTRIBUTION PIPING | CHILLED WATER SYSTEMS | CW, preinsulated fittings, tees, 1-1/2" | EA | 1707
331100302220 | UTILITIES | DISTRIBUTION PIPING | CHILLED WATER SYSTEMS | CW, preinsulated fittings, tees, 3" | EA | 2424
331100302510 | UTILITIES | DISTRIBUTION PIPING | CHILLED WATER SYSTEMS | CW, preinsulated fittings, tees, 4" | EA | 1888
331100302520 | UTILITIES | DISTRIBUTION PIPING | CHILLED WATER SYSTEMS | CW, preinsulated fittings, tees, 6" | EA | 3980
331100302530 | UTILITIES | DISTRIBUTION PIPING | CHILLED WATER SYSTEMS | CW, preinsulated fittings, tees, 8" | EA | 5280
331100302550 | UTILITIES | DISTRIBUTION PIPING | CHILLED WATER SYSTEMS | CW, preinsulated fittings, reducers, 3" | EA | 892
331100302560 | UTILITIES | DISTRIBUTION PIPING | CHILLED WATER SYSTEMS | CW, preinsulated fittings, reducers, 4" | EA | 1382
331100302570 | UTILITIES | DISTRIBUTION PIPING | CHILLED WATER SYSTEMS | CW, preinsulated fittings, reducers, 6" | EA | 1852
331100302580 | UTILITIES | DISTRIBUTION PIPING | CHILLED WATER SYSTEMS | CW, preinsulated fittings, reducers, 8" | EA | 2035
331100302600 | UTILITIES | DISTRIBUTION PIPING | CHILLED WATER SYSTEMS | CW, preinsulated fittings, anchors (no conc), 4" | EA | 566
331100302610 | UTILITIES | DISTRIBUTION PIPING | CHILLED WATER SYSTEMS | CW, preinsulated fittings, anchors (no conc), 6" | EA | 770
331100302920 | UTILITIES | DISTRIBUTION PIPING | CHILLED WATER SYSTEMS | CW pipe, align & tack weld on trench, elbows, 10" | EA | 4176
331100302930 | UTILITIES | DISTRIBUTION PIPING | CHILLED WATER SYSTEMS | CW pipe, align & tack weld on trench, elbows, 12" | EA | 4987
331100302940 | UTILITIES | DISTRIBUTION PIPING | CHILLED WATER SYSTEMS | CW pipe, align & tack weld on trench, elbows, 14" | EA | 6236
331100302950 | UTILITIES | DISTRIBUTION PIPING | CHILLED WATER SYSTEMS | CW pipe, align & tack weld on trench, elbows, 16" | EA | 6710
331100302960 | UTILITIES | DISTRIBUTION PIPING | CHILLED WATER SYSTEMS | CW pipe, align & tack weld on trench, elbows, 18" | EA | 7481
331100302970 | UTILITIES | DISTRIBUTION PIPING | CHILLED WATER SYSTEMS | CW pipe, align & tack weld on trench, elbows, 20" | EA | 8989
331100303035 | UTILITIES | DISTRIBUTION PIPING | CHILLED WATER SYSTEMS | CW pipe, align & tack weld on trench, tees, 10" | EA | 6637
331100303040 | UTILITIES | DISTRIBUTION PIPING | CHILLED WATER SYSTEMS | CW pipe, align & tack weld on trench, tees, 12" | EA | 8398
331100303050 | UTILITIES | DISTRIBUTION PIPING | CHILLED WATER SYSTEMS | CW pipe, align & tack weld on trench, tees, 14" | EA | 8908
331100303060 | UTILITIES | DISTRIBUTION PIPING | CHILLED WATER SYSTEMS | CW pipe, align & tack weld on trench, tees, 16" | EA | 9429
331100303070 | UTILITIES | DISTRIBUTION PIPING | CHILLED WATER SYSTEMS | CW pipe, align & tack weld on trench, tees, 18" | EA | 10693
331100303080 | UTILITIES | DISTRIBUTION PIPING | CHILLED WATER SYSTEMS | CW pipe, align & tack weld on trench, tees, 20" | EA | 12204
331100303215 | UTILITIES | DISTRIBUTION PIPING | CHILLED WATER SYSTEMS | CW pipe, align & tack weld on trench, reducers, 10" | EA | 3200
331100303220 | UTILITIES | DISTRIBUTION PIPING | CHILLED WATER SYSTEMS | CW pipe, align & tack weld on trench, reducers, 12" | EA | 3864
331100303230 | UTILITIES | DISTRIBUTION PIPING | CHILLED WATER SYSTEMS | CW pipe, align & tack weld on trench, reducers, 14" | EA | 4186
331100303240 | UTILITIES | DISTRIBUTION PIPING | CHILLED WATER SYSTEMS | CW pipe, align & tack weld on trench, reducers, 16" | EA | 5132
331100303250 | UTILITIES | DISTRIBUTION PIPING | CHILLED WATER SYSTEMS | CW pipe, align & tack weld on trench, reducers, 18" | EA | 5618
331100303260 | UTILITIES | DISTRIBUTION PIPING | CHILLED WATER SYSTEMS | CW pipe, align & tack weld on trench, reducers, 20" | EA | 5961
331100303340 | UTILITIES | DISTRIBUTION PIPING | CHILLED WATER SYSTEMS | CW pipe, align & tack weld on trench, anchors, 10" | EA | 1004
331100303350 | UTILITIES | DISTRIBUTION PIPING | CHILLED WATER SYSTEMS | CW pipe, align & tack weld on trench, anchors, 12" | EA | 1106
331100303360 | UTILITIES | DISTRIBUTION PIPING | CHILLED WATER SYSTEMS | CW pipe, align & tack weld on trench, anchors, 14" | EA | 1263
331100303370 | UTILITIES | DISTRIBUTION PIPING | CHILLED WATER SYSTEMS | CW pipe, align & tack weld on trench, anchors, 16" | EA | 1727
331100303380 | UTILITIES | DISTRIBUTION PIPING | CHILLED WATER SYSTEMS | CW pipe, align & tack weld on trench, anchors, 18" | EA | 2347
331100303390 | UTILITIES | DISTRIBUTION PIPING | CHILLED WATER SYSTEMS | CW pipe, align & tack weld on trench, anchors, 20" | EA | 3134
331100401000 | UTILITIES | DISTRIBUTION PIPING | DUCTILE IRON PIPE | Ductile iron pipe, cement lined, slip-on joints, 4" | LF | 30.91
331100401010 | UTILITIES | DISTRIBUTION PIPING | DUCTILE IRON PIPE | Ductile iron pipe, cement lined, slip-on joints, 6" | LF | 34.79
331100401020 | UTILITIES | DISTRIBUTION PIPING | DUCTILE IRON PIPE | Ductile iron pipe, cement lined, slip-on joints, 8" | LF | 42.91
331100401030 | UTILITIES | DISTRIBUTION PIPING | DUCTILE IRON PIPE | Ductile iron pipe, cement lined, slip-on joints, 10" | LF | 55.66
331100401040 | UTILITIES | DISTRIBUTION PIPING | DUCTILE IRON PIPE | Ductile iron pipe, cement lined, slip-on joints, 12" | LF | 68.24
331100401060 | UTILITIES | DISTRIBUTION PIPING | DUCTILE IRON PIPE | Ductile iron pipe, cement lined, slip-on joints, 14" | LF | 85.94
331100401080 | UTILITIES | DISTRIBUTION PIPING | DUCTILE IRON PIPE | Ductile iron pipe, cement lined, slip-on joints, 16" | LF | 104
331100401100 | UTILITIES | DISTRIBUTION PIPING | DUCTILE IRON PIPE | Ductile iron pipe, cement lined, slip-on joints, 18" | LF | 116
331100401120 | UTILITIES | DISTRIBUTION PIPING | DUCTILE IRON PIPE | Ductile iron pipe, cement lined, slip-on joints, 20" | LF | 133
331100401200 | UTILITIES | DISTRIBUTION PIPING | DUCTILE IRON PIPE | Ductile iron pipe, mechanical joint pipe, 4" | LF | 62.39
331100401210 | UTILITIES | DISTRIBUTION PIPING | DUCTILE IRON PIPE | Ductile iron pipe, mechanical joint pipe, 6" | LF | 73
331100401220 | UTILITIES | DISTRIBUTION PIPING | DUCTILE IRON PIPE | Ductile iron pipe, mechanical joint pipe, 8" | LF | 92.8
331100401230 | UTILITIES | DISTRIBUTION PIPING | DUCTILE IRON PIPE | Ductile iron pipe, mechanical joint pipe, 10" | LF | 118
331100401240 | UTILITIES | DISTRIBUTION PIPING | DUCTILE IRON PIPE | Ductile iron pipe, mechanical joint pipe, 12" | LF | 151
331100401260 | UTILITIES | DISTRIBUTION PIPING | DUCTILE IRON PIPE | Ductile iron pipe, mechanical joint pipe, 14" | LF | 188
331100401280 | UTILITIES | DISTRIBUTION PIPING | DUCTILE IRON PIPE | Ductile iron pipe, mechanical joint pipe, 16" | LF | 208
331100401300 | UTILITIES | DISTRIBUTION PIPING | DUCTILE IRON PIPE | Ductile iron pipe, mechanical joint pipe, 18" | LF | 234
331100401320 | UTILITIES | DISTRIBUTION PIPING | DUCTILE IRON PIPE | Ductile iron pipe, mechanical joint pipe, 20" | LF | 267
331100401520 | UTILITIES | DISTRIBUTION PIPING | DUCTILE IRON PIPE | Duct iron fitting, mech joint, 90 deg elbow, 4" | EA | 270
331100401540 | UTILITIES | DISTRIBUTION PIPING | DUCTILE IRON PIPE | Duct iron fitting, mech joint, 90 deg elbow, 6" | EA | 420
331100401560 | UTILITIES | DISTRIBUTION PIPING | DUCTILE IRON PIPE | Duct iron fitting, mech joint, 90 deg elbow, 8" | EA | 594
331100401580 | UTILITIES | DISTRIBUTION PIPING | DUCTILE IRON PIPE | Duct iron fitting, mech joint, 90 deg elbow, 10" | EA | 859
331100401600 | UTILITIES | DISTRIBUTION PIPING | DUCTILE IRON PIPE | Duct iron fitting, mech joint, 90 deg elbow, 12" | EA | 1158
331100401620 | UTILITIES | DISTRIBUTION PIPING | DUCTILE IRON PIPE | Duct iron fitting, mech joint, 90 deg elbow, 14" | EA | 1761
331100401640 | UTILITIES | DISTRIBUTION PIPING | DUCTILE IRON PIPE | Duct iron fitting, mech joint, 90 deg elbow, 16" | EA | 2214
331100401660 | UTILITIES | DISTRIBUTION PIPING | DUCTILE IRON PIPE | Duct iron fitting, mech joint, 90 deg elbow, 18" | EA | 3261
331100401680 | UTILITIES | DISTRIBUTION PIPING | DUCTILE IRON PIPE | Duct iron fitting, mech joint, 90 deg elbow, 20" | EA | 3657
331100401720 | UTILITIES | DISTRIBUTION PIPING | DUCTILE IRON PIPE | Duct iron fitting, mech joint, 45 deg elbow, 4" | EA | 286
331100401740 | UTILITIES | DISTRIBUTION PIPING | DUCTILE IRON PIPE | Duct iron fitting, mech joint, 45 deg elbow, 6" | EA | 382
331100401760 | UTILITIES | DISTRIBUTION PIPING | DUCTILE IRON PIPE | Duct iron fitting, mech joint, 45 deg elbow, 8" | EA | 530
331100401780 | UTILITIES | DISTRIBUTION PIPING | DUCTILE IRON PIPE | Duct iron fitting, mech joint, 45 deg elbow, 10" | EA | 757
331100401800 | UTILITIES | DISTRIBUTION PIPING | DUCTILE IRON PIPE | Duct iron fitting, mech joint, 45 deg elbow, 12" | EA | 933
331100401820 | UTILITIES | DISTRIBUTION PIPING | DUCTILE IRON PIPE | Duct iron fitting, mech joint, 45 deg elbow, 14" | EA | 1495
331100401840 | UTILITIES | DISTRIBUTION PIPING | DUCTILE IRON PIPE | Duct iron fitting, mech joint, 45 deg elbow, 16" | EA | 1814
331100401860 | UTILITIES | DISTRIBUTION PIPING | DUCTILE IRON PIPE | Duct iron fitting, mech joint, 45 deg elbow, 18" | EA | 2654
331100401880 | UTILITIES | DISTRIBUTION PIPING | DUCTILE IRON PIPE | Duct iron fitting, mech joint, 45 deg elbow, 20" | EA | 3090
331100402020 | UTILITIES | DISTRIBUTION PIPING | DUCTILE IRON PIPE | Ductile iron, fitting, mech joint, tee, 4"x3" | EA | 550
331100402040 | UTILITIES | DISTRIBUTION PIPING | DUCTILE IRON PIPE | Ductile iron, fitting, tee, mech joint, 4"x4" | EA | 591
331100402060 | UTILITIES | DISTRIBUTION PIPING | DUCTILE IRON PIPE | Ductile iron, fitting, mech joint, tee, 6"x3" | EA | 682
331100402080 | UTILITIES | DISTRIBUTION PIPING | DUCTILE IRON PIPE | Ductile iron, fitting, mech joint, tee, 6"x4" | EA | 701
331100402100 | UTILITIES | DISTRIBUTION PIPING | DUCTILE IRON PIPE | Ductile iron, fitting, mech joint, tee, 6"x6" | EA | 760
331100402120 | UTILITIES | DISTRIBUTION PIPING | DUCTILE IRON PIPE | Ductile iron, fitting, mech joint, tee, 8"x4" | EA | 931
331100402140 | UTILITIES | DISTRIBUTION PIPING | DUCTILE IRON PIPE | Ductile iron, fitting, mech joint, tee, 8"x6" | EA | 1050
331100402160 | UTILITIES | DISTRIBUTION PIPING | DUCTILE IRON PIPE | Ductile iron, fitting, mech joint, tee, 8"x8" | EA | 990
331100402180 | UTILITIES | DISTRIBUTION PIPING | DUCTILE IRON PIPE | Ductile iron, fitting, mech joint, tee, 10"x4" | EA | 1230
331100402200 | UTILITIES | DISTRIBUTION PIPING | DUCTILE IRON PIPE | Ductile iron, fitting, mech joint, tee, 10"x6" | EA | 1345
331100402240 | UTILITIES | DISTRIBUTION PIPING | DUCTILE IRON PIPE | Ductile iron, fitting, mech joint, tee, 10"x8" | EA | 1388
331100402260 | UTILITIES | DISTRIBUTION PIPING | DUCTILE IRON PIPE | Ductile iron, fitting, mech joint, tee, 10"x10" | EA | 1543
331100402280 | UTILITIES | DISTRIBUTION PIPING | DUCTILE IRON PIPE | Ductile iron, fitting, mech joint, tee, 12"x4" | EA | 1399
331100402300 | UTILITIES | DISTRIBUTION PIPING | DUCTILE IRON PIPE | Ductile iron, fitting, mech joint, tee, 12"x6" | EA | 1499
331100402320 | UTILITIES | DISTRIBUTION PIPING | DUCTILE IRON PIPE | Ductile iron, fitting, mech joint, tee, 12"x8" | EA | 1617
331100402340 | UTILITIES | DISTRIBUTION PIPING | DUCTILE IRON PIPE | Ductile iron, fitting, mech joint, tee, 12"x10" | EA | 1815
331100402360 | UTILITIES | DISTRIBUTION PIPING | DUCTILE IRON PIPE | Ductile iron, fitting, mech joint, tee, 12"x12" | EA | 1945
331100402380 | UTILITIES | DISTRIBUTION PIPING | DUCTILE IRON PIPE | Ductile iron, fitting, mech joint, tee, 14"x4" | EA | 2350
331100402400 | UTILITIES | DISTRIBUTION PIPING | DUCTILE IRON PIPE | Ductile iron, fitting, mech joint, tee, 14"x6" | EA | 2487
331100402420 | UTILITIES | DISTRIBUTION PIPING | DUCTILE IRON PIPE | Ductile iron, fitting, mech joint, tee, 14"x8" | EA | 2535
331100402460 | UTILITIES | DISTRIBUTION PIPING | DUCTILE IRON PIPE | Ductile iron, fitting, mech joint, tee, 14"x10" | EA | 2607
331100402480 | UTILITIES | DISTRIBUTION PIPING | DUCTILE IRON PIPE | Ductile iron, fitting, mech joint, tee, 14"x12" | EA | 2680
331100402500 | UTILITIES | DISTRIBUTION PIPING | DUCTILE IRON PIPE | Ductile iron, fitting, mech joint, tee, 14"x14" | EA | 2661
331100402520 | UTILITIES | DISTRIBUTION PIPING | DUCTILE IRON PIPE | Ductile iron, fitting, mech joint, tee, 16"x4" | EA | 3013
331100402540 | UTILITIES | DISTRIBUTION PIPING | DUCTILE IRON PIPE | Ductile iron, fitting, mech joint, tee, 16"x6" | EA | 3071
331100402560 | UTILITIES | DISTRIBUTION PIPING | DUCTILE IRON PIPE | Ductile iron, fitting, mech joint, tee, 16"x8" | EA | 2756
331100402580 | UTILITIES | DISTRIBUTION PIPING | DUCTILE IRON PIPE | Ductile iron, fitting, mech joint, tee, 16"x10" | EA | 2797
331100402600 | UTILITIES | DISTRIBUTION PIPING | DUCTILE IRON PIPE | Ductile iron, fitting, mech joint, tee, 16"x12" | EA | 2737
331100402620 | UTILITIES | DISTRIBUTION PIPING | DUCTILE IRON PIPE | Ductile iron, fitting, mech joint, tee, 16"x14" | EA | 2877
331100402640 | UTILITIES | DISTRIBUTION PIPING | DUCTILE IRON PIPE | Ductile iron, fitting, mech joint, tee, 16"x16" | EA | 2936
331100402660 | UTILITIES | DISTRIBUTION PIPING | DUCTILE IRON PIPE | Ductile iron, fitting, mech joint, tee, 18"x6" | EA | 3487
331100402680 | UTILITIES | DISTRIBUTION PIPING | DUCTILE IRON PIPE | Ductile iron, fitting, mech joint, tee, 18"x8" | EA | 3546
331100402700 | UTILITIES | DISTRIBUTION PIPING | DUCTILE IRON PIPE | Ductile iron, fitting, mech joint, tee, 18"x10" | EA | 3605
331100402720 | UTILITIES | DISTRIBUTION PIPING | DUCTILE IRON PIPE | Ductile iron, fitting, mech joint, tee, 18"x12" | EA | 3664
331100402740 | UTILITIES | DISTRIBUTION PIPING | DUCTILE IRON PIPE | Ductile iron, fitting, mech joint, tee, 18"x14" | EA | 4061
331100402760 | UTILITIES | DISTRIBUTION PIPING | DUCTILE IRON PIPE | Ductile iron, fitting, mech joint, tee, 18"x16" | EA | 4019
331100402780 | UTILITIES | DISTRIBUTION PIPING | DUCTILE IRON PIPE | Ductile iron, fitting, mech joint, tee, 18"x18" | EA | 4530
331100402800 | UTILITIES | DISTRIBUTION PIPING | DUCTILE IRON PIPE | Ductile iron, fitting, mech joint, tee, 20"x6" | EA | 4398
331100402820 | UTILITIES | DISTRIBUTION PIPING | DUCTILE IRON PIPE | Ductile iron, fitting, mech joint, tee, 20"x8" | EA | 4436
331100402840 | UTILITIES | DISTRIBUTION PIPING | DUCTILE IRON PIPE | Ductile iron, fitting, mech joint, tee, 20"x10" | EA | 4520
331100402860 | UTILITIES | DISTRIBUTION PIPING | DUCTILE IRON PIPE | Ductile iron, fitting, mech joint, tee, 20"x12" | EA | 4593
331100402880 | UTILITIES | DISTRIBUTION PIPING | DUCTILE IRON PIPE | Ductile iron, fitting, mech joint, tee, 20"x14" | EA | 4716
331100402900 | UTILITIES | DISTRIBUTION PIPING | DUCTILE IRON PIPE | Ductile iron, fitting, mech joint, tee, 20"x16" | EA | 5466
331100402920 | UTILITIES | DISTRIBUTION PIPING | DUCTILE IRON PIPE | Ductile iron, fitting, mech joint, tee, 20"x18" | EA | 5701
331100402940 | UTILITIES | DISTRIBUTION PIPING | DUCTILE IRON PIPE | Ductile iron, fitting, mech joint, tee, 20"x20" | EA | 5821
331100403020 | UTILITIES | DISTRIBUTION PIPING | DUCTILE IRON PIPE | Ductile iron, fitting, mech joint, cross, 4"x3" | EA | 543
331100403040 | UTILITIES | DISTRIBUTION PIPING | DUCTILE IRON PIPE | Ductile iron, fitting, mech joint, cross, 4"x4" | EA | 586
331100403060 | UTILITIES | DISTRIBUTION PIPING | DUCTILE IRON PIPE | Ductile iron, fitting, mech joint, cross, 6"x3" | EA | 620
331100403080 | UTILITIES | DISTRIBUTION PIPING | DUCTILE IRON PIPE | Ductile iron, fitting, mech joint, cross, 6"x4" | EA | 651
331100403100 | UTILITIES | DISTRIBUTION PIPING | DUCTILE IRON PIPE | Ductile iron, fitting, mech joint, cross, 6"x6" | EA | 708
331100403120 | UTILITIES | DISTRIBUTION PIPING | DUCTILE IRON PIPE | Ductile iron, fitting, mech joint, cross, 8"x4" | EA | 944
331100403140 | UTILITIES | DISTRIBUTION PIPING | DUCTILE IRON PIPE | Ductile iron, fitting, mech joint, cross, 8"x6" | EA | 1013
331100403160 | UTILITIES | DISTRIBUTION PIPING | DUCTILE IRON PIPE | Ductile iron, fitting, mech joint, cross, 8"x8" | EA | 1097
331100403180 | UTILITIES | DISTRIBUTION PIPING | DUCTILE IRON PIPE | Ductile iron, fitting, mech joint, cross, 10"x4" | EA | 1275
331100403200 | UTILITIES | DISTRIBUTION PIPING | DUCTILE IRON PIPE | Ductile iron, fitting, mech joint, cross, 10"x6" | EA | 1345
331100403220 | UTILITIES | DISTRIBUTION PIPING | DUCTILE IRON PIPE | Ductile iron, fitting, mech joint, cross, 10"x8" | EA | 1449
331100403240 | UTILITIES | DISTRIBUTION PIPING | DUCTILE IRON PIPE | Ductile iron, fitting, mech joint, cross, 10"x10" | EA | 1691
331100403260 | UTILITIES | DISTRIBUTION PIPING | DUCTILE IRON PIPE | Ductile iron, fitting, mech joint, cross, 12"x4" | EA | 1613
331100403280 | UTILITIES | DISTRIBUTION PIPING | DUCTILE IRON PIPE | Ductile iron, fitting, mech joint, cross, 12"x6" | EA | 1788
331100403300 | UTILITIES | DISTRIBUTION PIPING | DUCTILE IRON PIPE | Ductile iron, fitting, mech joint, cross, 12"x8" | EA | 1751
331100403320 | UTILITIES | DISTRIBUTION PIPING | DUCTILE IRON PIPE | Ductile iron, fitting, mech joint, cross, 12"x10" | EA | 2008
331100403340 | UTILITIES | DISTRIBUTION PIPING | DUCTILE IRON PIPE | Ductile iron, fitting, mech joint, cross, 12"x12" | EA | 2150
331100403360 | UTILITIES | DISTRIBUTION PIPING | DUCTILE IRON PIPE | Ductile iron, fitting, mech joint, cross, 14"x4" | EA | 2062
331100403380 | UTILITIES | DISTRIBUTION PIPING | DUCTILE IRON PIPE | Ductile iron, fitting, mech joint, cross, 14"x6" | EA | 2304
331100403400 | UTILITIES | DISTRIBUTION PIPING | DUCTILE IRON PIPE | Ductile iron, fitting, mech joint, cross, 14"x8" | EA | 2394
331100403420 | UTILITIES | DISTRIBUTION PIPING | DUCTILE IRON PIPE | Ductile iron, fitting, mech joint, cross, 14"x10" | EA | 2551
331100403440 | UTILITIES | DISTRIBUTION PIPING | DUCTILE IRON PIPE | Ductile iron, fitting, mech joint, cross, 14"x12" | EA | 2746
331100403460 | UTILITIES | DISTRIBUTION PIPING | DUCTILE IRON PIPE | Ductile iron, fitting, mech joint, cross, 14"x14" | EA | 2989
331100403480 | UTILITIES | DISTRIBUTION PIPING | DUCTILE IRON PIPE | Ductile iron, fitting, mech joint, cross, 16"x4" | EA | 2665
331100403500 | UTILITIES | DISTRIBUTION PIPING | DUCTILE IRON PIPE | Ductile iron, fitting, mech joint, cross, 16"x6" | EA | 2733
331100403520 | UTILITIES | DISTRIBUTION PIPING | DUCTILE IRON PIPE | Ductile iron, fitting, mech joint, cross, 16"x8" | EA | 2871
331100403540 | UTILITIES | DISTRIBUTION PIPING | DUCTILE IRON PIPE | Ductile iron, fitting, mech joint, cross, 16"x10" | EA | 3046
331100403560 | UTILITIES | DISTRIBUTION PIPING | DUCTILE IRON PIPE | Ductile iron, fitting, mech joint, cross, 16"x12" | EA | 3172
331100403600 | UTILITIES | DISTRIBUTION PIPING | DUCTILE IRON PIPE | Ductile iron, fitting, mech joint, cross, 16"x14" | EA | 3416
331100403620 | UTILITIES | DISTRIBUTION PIPING | DUCTILE IRON PIPE | Ductile iron, fitting, mech joint, cross, 16"x16" | EA | 3606
331100403640 | UTILITIES | DISTRIBUTION PIPING | DUCTILE IRON PIPE | Ductile iron, fitting, mech joint, cross, 18"x6" | EA | 3391
331100403660 | UTILITIES | DISTRIBUTION PIPING | DUCTILE IRON PIPE | Ductile iron, fitting, mech joint, cross, 18"x8" | EA | 3496
331100403680 | UTILITIES | DISTRIBUTION PIPING | DUCTILE IRON PIPE | Ductile iron, fitting, mech joint, cross, 18"x10" | EA | 3634
331100403700 | UTILITIES | DISTRIBUTION PIPING | DUCTILE IRON PIPE | Ductile iron, fitting, mech joint, cross, 18"x12" | EA | 3807
331100403720 | UTILITIES | DISTRIBUTION PIPING | DUCTILE IRON PIPE | Ductile iron, fitting, mech joint, cross, 18"x14" | EA | 4471
331100403740 | UTILITIES | DISTRIBUTION PIPING | DUCTILE IRON PIPE | Ductile iron, fitting, mech joint, cross, 18"x16" | EA | 4754
331100403760 | UTILITIES | DISTRIBUTION PIPING | DUCTILE IRON PIPE | Ductile iron, fitting, mech joint, cross, 18"x18" | EA | 5000
331100403780 | UTILITIES | DISTRIBUTION PIPING | DUCTILE IRON PIPE | Ductile iron, fitting, mech joint, cross, 20"x6" | EA | 4040
331100403800 | UTILITIES | DISTRIBUTION PIPING | DUCTILE IRON PIPE | Ductile iron, fitting, mech joint, cross, 20"x8" | EA | 4140
331100403820 | UTILITIES | DISTRIBUTION PIPING | DUCTILE IRON PIPE | Ductile iron, fitting, mech joint, cross, 20"x10" | EA | 4316
331100403840 | UTILITIES | DISTRIBUTION PIPING | DUCTILE IRON PIPE | Ductile iron, fitting, mech joint, cross, 20"x12" | EA | 4491
331100403860 | UTILITIES | DISTRIBUTION PIPING | DUCTILE IRON PIPE | Ductile iron, fitting, mech joint, cross, 20"x14" | EA | 4704
331100403880 | UTILITIES | DISTRIBUTION PIPING | DUCTILE IRON PIPE | Ductile iron, fitting, mech joint, cross, 20"x16" | EA | 5402
331100403900 | UTILITIES | DISTRIBUTION PIPING | DUCTILE IRON PIPE | Ductile iron, fitting, mech joint, cross, 20"x18" | EA | 5764
331100403920 | UTILITIES | DISTRIBUTION PIPING | DUCTILE IRON PIPE | Ductile iron, fitting, mech joint, cross, 20"x20" | EA | 6082
331100600120 | UTILITIES | DISTRIBUTION PIPING | PLASTIC PIPE | PVC, class 150 pipe, 4" dia | LF | 17.08
331100600130 | UTILITIES | DISTRIBUTION PIPING | PLASTIC PIPE | PVC, class 150 pipe, 6" dia | LF | 25.21
331100600140 | UTILITIES | DISTRIBUTION PIPING | PLASTIC PIPE | PVC, class 150 pipe, 8" dia | LF | 34.97
331100600150 | UTILITIES | DISTRIBUTION PIPING | PLASTIC PIPE | PVC, class 150 pipe, 10" dia | LF | 46.38
331100600160 | UTILITIES | DISTRIBUTION PIPING | PLASTIC PIPE | PVC, class 150 pipe, 12" dia | LF | 64.07
331100600170 | UTILITIES | DISTRIBUTION PIPING | PLASTIC PIPE | PVC, schedule 40 pipe, 1-1/2" dia | LF | 6.21
331100600180 | UTILITIES | DISTRIBUTION PIPING | PLASTIC PIPE | PVC, schedule 40 pipe, 2" dia | LF | 7.08
331100600185 | UTILITIES | DISTRIBUTION PIPING | PLASTIC PIPE | PVC, schedule 40 pipe, 2-1/2" dia | LF | 9.25
331100600190 | UTILITIES | DISTRIBUTION PIPING | PLASTIC PIPE | PVC, schedule 40 pipe, 3" dia | LF | 10.92
331100600200 | UTILITIES | DISTRIBUTION PIPING | PLASTIC PIPE | PVC, schedule 40 pipe, 4" dia | LF | 14.4
331100600210 | UTILITIES | DISTRIBUTION PIPING | PLASTIC PIPE | PVC, schedule 40 pipe, 6" dia | LF | 22.73
331100600250 | UTILITIES | DISTRIBUTION PIPING | PLASTIC PIPE | PVC, schedule 40 pipe, 90 deg elbows, 1" | EA | 12.08
331100600260 | UTILITIES | DISTRIBUTION PIPING | PLASTIC PIPE | PVC, schedule 40 pipe, 90 deg elbows, 1-1/2" | EA | 13.36
331100600270 | UTILITIES | DISTRIBUTION PIPING | PLASTIC PIPE | PVC, schedule 40 pipe, 90 deg elbows, 2" | EA | 15.84
331100600280 | UTILITIES | DISTRIBUTION PIPING | PLASTIC PIPE | PVC, schedule 40 pipe, 90 deg elbows, 2-1/2" | EA | 25.6
331100600290 | UTILITIES | DISTRIBUTION PIPING | PLASTIC PIPE | PVC, schedule 40 pipe, 90 deg elbows, 3" | EA | 29.5
331100600300 | UTILITIES | DISTRIBUTION PIPING | PLASTIC PIPE | PVC, schedule 40 pipe, 90 deg elbows, 4" | EA | 40.56
331100600310 | UTILITIES | DISTRIBUTION PIPING | PLASTIC PIPE | PVC, schedule 40 pipe, 90 deg elbows, 6" | EA | 99.23
331100600330 | UTILITIES | DISTRIBUTION PIPING | PLASTIC PIPE | PVC, schedule 40 pipe, 45 deg elbows, 1" | EA | 12.84
331100600340 | UTILITIES | DISTRIBUTION PIPING | PLASTIC PIPE | PVC, schedule 40 pipe, 45 deg elbows, 1-1/2" | EA | 14.45
331100600350 | UTILITIES | DISTRIBUTION PIPING | PLASTIC PIPE | PVC, schedule 40 pipe, 45 deg elbows, 2" | EA | 16.55
331100600360 | UTILITIES | DISTRIBUTION PIPING | PLASTIC PIPE | PVC, schedule 40 pipe, 45 deg elbows, 2-1/2" | EA | 25.6
331100600370 | UTILITIES | DISTRIBUTION PIPING | PLASTIC PIPE | PVC, schedule 40 pipe, 45 deg elbows, 3" | EA | 34.08
331100600380 | UTILITIES | DISTRIBUTION PIPING | PLASTIC PIPE | PVC, schedule 40 pipe, 45 deg elbows, 4" | EA | 47.93
331100600390 | UTILITIES | DISTRIBUTION PIPING | PLASTIC PIPE | PVC, schedule 40 pipe, 45 deg elbows, 6" | EA | 100
331100600410 | UTILITIES | DISTRIBUTION PIPING | PLASTIC PIPE | PVC, schedule 40 pipe, tees, 1" | EA | 15.13
331100600420 | UTILITIES | DISTRIBUTION PIPING | PLASTIC PIPE | PVC, schedule 40 pipe, tees, 1-1/2" | EA | 17.28
331100600430 | UTILITIES | DISTRIBUTION PIPING | PLASTIC PIPE | PVC, schedule 40 pipe, tees, 2" | EA | 20.69
331100600440 | UTILITIES | DISTRIBUTION PIPING | PLASTIC PIPE | PVC, schedule 40 pipe, tees, 2-1/2" | EA | 37.3
331100600450 | UTILITIES | DISTRIBUTION PIPING | PLASTIC PIPE | PVC, schedule 40 pipe, tees, 3" | EA | 46.27
331100600460 | UTILITIES | DISTRIBUTION PIPING | PLASTIC PIPE | PVC, schedule 40 pipe, tees, 4" | EA | 66.96
331100600470 | UTILITIES | DISTRIBUTION PIPING | PLASTIC PIPE | PVC, schedule 40 pipe, tees, 6" | EA | 179
331100600510 | UTILITIES | DISTRIBUTION PIPING | PLASTIC PIPE | PVC, schedule 40 pipe, couplings, 1" | EA | 12.11
331100600520 | UTILITIES | DISTRIBUTION PIPING | PLASTIC PIPE | PVC, schedule 40 pipe, couplings, 1-1/2" | EA | 12.73
331100600530 | UTILITIES | DISTRIBUTION PIPING | PLASTIC PIPE | PVC, schedule 40 pipe, couplings, 2" | EA | 14.8
331100600540 | UTILITIES | DISTRIBUTION PIPING | PLASTIC PIPE | PVC, schedule 40 pipe, couplings, 2-1/2" | EA | 19.72
331100600550 | UTILITIES | DISTRIBUTION PIPING | PLASTIC PIPE | PVC, schedule 40 pipe, couplings, 3" | EA | 25.05
331100600560 | UTILITIES | DISTRIBUTION PIPING | PLASTIC PIPE | PVC, schedule 40 pipe, couplings, 4" | EA | 30.11
331100600580 | UTILITIES | DISTRIBUTION PIPING | PLASTIC PIPE | PVC, schedule 40 pipe, couplings, 6" | EA | 65.96
331100601010 | UTILITIES | DISTRIBUTION PIPING | PLASTIC PIPE | Drainage pipe, ABS, 1-1/4" dia | LF | 5.81
331100601015 | UTILITIES | DISTRIBUTION PIPING | PLASTIC PIPE | Drainage pipe, ABS, 1-1/2" dia | LF | 6.23
331100601020 | UTILITIES | DISTRIBUTION PIPING | PLASTIC PIPE | Drainage pipe, ABS, 2" dia | LF | 7.15
331100601030 | UTILITIES | DISTRIBUTION PIPING | PLASTIC PIPE | Drainage pipe, ABS, 2-1/2" dia | LF | 8.75
331100601040 | UTILITIES | DISTRIBUTION PIPING | PLASTIC PIPE | Drainage pipe, ABS, 3" dia | LF | 9.85
331100601050 | UTILITIES | DISTRIBUTION PIPING | PLASTIC PIPE | Drainage pipe, ABS, 4" dia | LF | 12.51
331100601055 | UTILITIES | DISTRIBUTION PIPING | PLASTIC PIPE | Drainage pipe, ABS, 6" dia | LF | 18.3
331100601110 | UTILITIES | DISTRIBUTION PIPING | PLASTIC PIPE | Drainage pipe, ABS, 90 deg elbows, 1-1/4" | EA | 14.07
331100601125 | UTILITIES | DISTRIBUTION PIPING | PLASTIC PIPE | Drainage pipe, ABS, 90 deg elbows, 1-1/2" | EA | 14.9
331100601135 | UTILITIES | DISTRIBUTION PIPING | PLASTIC PIPE | Drainage pipe, ABS, 90 deg elbows, 2" | EA | 16.74
331100601145 | UTILITIES | DISTRIBUTION PIPING | PLASTIC PIPE | Drainage pipe, ABS, 90 deg elbows, 2-1/2" | EA | 25
331100601155 | UTILITIES | DISTRIBUTION PIPING | PLASTIC PIPE | Drainage pipe, ABS, 90 deg elbows, 3" | EA | 26.84
331100601165 | UTILITIES | DISTRIBUTION PIPING | PLASTIC PIPE | Drainage pipe, ABS, 90 deg elbows, 4" | EA | 38.22
331100601175 | UTILITIES | DISTRIBUTION PIPING | PLASTIC PIPE | Drainage pipe, ABS, 90 deg elbows, 6" | EA | 70.01
331100601210 | UTILITIES | DISTRIBUTION PIPING | PLASTIC PIPE | Drainage pipe, ABS, 45 deg elbows, 1-1/4" | EA | 16.18
331100601220 | UTILITIES | DISTRIBUTION PIPING | PLASTIC PIPE | Drainage pipe, ABS, 45 deg elbows, 1-1/2" | EA | 17.68
331100601230 | UTILITIES | DISTRIBUTION PIPING | PLASTIC PIPE | Drainage pipe, ABS, 45 deg elbows, 2" | EA | 20.32
331100601240 | UTILITIES | DISTRIBUTION PIPING | PLASTIC PIPE | Drainage pipe, ABS, 45 deg elbows, 2-1/2" | EA | 29.1
331100601250 | UTILITIES | DISTRIBUTION PIPING | PLASTIC PIPE | Drainage pipe, ABS, 45 deg elbows, 3" | EA | 31.58
331100601260 | UTILITIES | DISTRIBUTION PIPING | PLASTIC PIPE | Drainage pipe, ABS, 45 deg elbows, 4" | EA | 48.81
331100601270 | UTILITIES | DISTRIBUTION PIPING | PLASTIC PIPE | Drainage pipe, ABS, 45 deg elbows, 6" | EA | 97.5
331100601310 | UTILITIES | DISTRIBUTION PIPING | PLASTIC PIPE | Drainage pipe, ABS, tees, 1-1/4" | EA | 16.39
331100601320 | UTILITIES | DISTRIBUTION PIPING | PLASTIC PIPE | Drainage pipe, ABS, tees, 1-1/2" | EA | 24.23
331100601330 | UTILITIES | DISTRIBUTION PIPING | PLASTIC PIPE | Drainage pipe, ABS, tees, 2" | EA | 28.2
331100601340 | UTILITIES | DISTRIBUTION PIPING | PLASTIC PIPE | Drainage pipe, ABS, tees, 2-1/2" | EA | 32.31
331100601350 | UTILITIES | DISTRIBUTION PIPING | PLASTIC PIPE | Drainage pipe, ABS, tees, 3" | EA | 36.09
331100601360 | UTILITIES | DISTRIBUTION PIPING | PLASTIC PIPE | Drainage pipe, ABS, tees, 4" | EA | 55.22
331100601370 | UTILITIES | DISTRIBUTION PIPING | PLASTIC PIPE | Drainage pipe, ABS, tees, 6" | EA | 92.26
331100601410 | UTILITIES | DISTRIBUTION PIPING | PLASTIC PIPE | Drainage pipe, ABS, couplings, 1-1/4" | EA | 13.66
331100601420 | UTILITIES | DISTRIBUTION PIPING | PLASTIC PIPE | Drainage pipe, ABS, couplings, 1-1/2" | EA | 15.77
331100601430 | UTILITIES | DISTRIBUTION PIPING | PLASTIC PIPE | Drainage pipe, ABS, couplings, 2" | EA | 19.15
331100601440 | UTILITIES | DISTRIBUTION PIPING | PLASTIC PIPE | Drainage pipe, ABS, couplings, 2-1/2" | EA | 28.67
331100601450 | UTILITIES | DISTRIBUTION PIPING | PLASTIC PIPE | Drainage pipe, ABS, couplings, 3" | EA | 30.55
331100601460 | UTILITIES | DISTRIBUTION PIPING | PLASTIC PIPE | Drainage pipe, ABS, couplings, 4" | EA | 32.94
331100601470 | UTILITIES | DISTRIBUTION PIPING | PLASTIC PIPE | Drainage pipe, ABS, couplings, 6" | EA | 49.93
331100602025 | UTILITIES | DISTRIBUTION PIPING | PLASTIC PIPE | Pressure pipe, PVC, class 200 pipe, 3/4" | LF | 3.63
331100602030 | UTILITIES | DISTRIBUTION PIPING | PLASTIC PIPE | Pressure pipe, PVC, class 200 pipe, 1" | LF | 4
331100602035 | UTILITIES | DISTRIBUTION PIPING | PLASTIC PIPE | Pressure pipe, PVC, class 200 pipe, 1-1/4" | LF | 4.61
331100602040 | UTILITIES | DISTRIBUTION PIPING | PLASTIC PIPE | Pressure pipe, PVC, class 200 pipe, 1-1/2" | LF | 5.02
331100602050 | UTILITIES | DISTRIBUTION PIPING | PLASTIC PIPE | Pressure pipe, PVC, class 200 pipe, 2" | LF | 6.06
331100602060 | UTILITIES | DISTRIBUTION PIPING | PLASTIC PIPE | Pressure pipe, PVC, class 200 pipe, 2-1/2" | LF | 7.38
331100602070 | UTILITIES | DISTRIBUTION PIPING | PLASTIC PIPE | Pressure pipe, PVC, class 200 pipe, 3" | LF | 9.33
331100602080 | UTILITIES | DISTRIBUTION PIPING | PLASTIC PIPE | Pressure pipe, PVC, class 200 pipe, 4" | LF | 13.62
331100602090 | UTILITIES | DISTRIBUTION PIPING | PLASTIC PIPE | Pressure pipe, PVC, class 200 pipe, 6" | LF | 22.98
331100602100 | UTILITIES | DISTRIBUTION PIPING | PLASTIC PIPE | Pressure pipe, PVC, class 200 pipe, 8" | LF | 41.94
331100602210 | UTILITIES | DISTRIBUTION PIPING | PLASTIC PIPE | Pressure pipe, PVC, 90 deg elbows, 3/4" | EA | 11.74
331100602220 | UTILITIES | DISTRIBUTION PIPING | PLASTIC PIPE | Pressure pipe, PVC, 90 deg elbows, 1" | EA | 11.85
331100602230 | UTILITIES | DISTRIBUTION PIPING | PLASTIC PIPE | Pressure pipe, PVC, 90 deg elbows, 1-1/4" | EA | 12.43
331100602240 | UTILITIES | DISTRIBUTION PIPING | PLASTIC PIPE | Pressure pipe, PVC, 90 deg elbows, 1-1/2" | EA | 12.89
331100602250 | UTILITIES | DISTRIBUTION PIPING | PLASTIC PIPE | Pressure pipe, PVC, 90 deg elbows, 2" | EA | 15.11
331100602260 | UTILITIES | DISTRIBUTION PIPING | PLASTIC PIPE | Pressure pipe, PVC, 90 deg elbows, 2-1/2" | EA | 23.37
331100602270 | UTILITIES | DISTRIBUTION PIPING | PLASTIC PIPE | Pressure pipe, PVC, 90 deg elbows, 3" | EA | 30.63
331100602280 | UTILITIES | DISTRIBUTION PIPING | PLASTIC PIPE | Pressure pipe, PVC, 90 deg elbows, 4" | EA | 45.34
331100602290 | UTILITIES | DISTRIBUTION PIPING | PLASTIC PIPE | Pressure pipe, PVC, 90 deg elbows, 6" | EA | 83.11
331100602300 | UTILITIES | DISTRIBUTION PIPING | PLASTIC PIPE | Pressure pipe, PVC, 90 deg elbows, 8" | EA | 136
331100602330 | UTILITIES | DISTRIBUTION PIPING | PLASTIC PIPE | Pressure pipe, PVC, 45 deg elbows, 3/4" | EA | 11.88
331100602340 | UTILITIES | DISTRIBUTION PIPING | PLASTIC PIPE | Pressure pipe, PVC, 45 deg elbows, 1" | EA | 12.21
331100602350 | UTILITIES | DISTRIBUTION PIPING | PLASTIC PIPE | Pressure pipe, PVC, 45 deg elbows, 1-1/4" | EA | 12.88
331100602360 | UTILITIES | DISTRIBUTION PIPING | PLASTIC PIPE | Pressure pipe, PVC, 45 deg elbows, 1-1/2" | EA | 13.35
331100602370 | UTILITIES | DISTRIBUTION PIPING | PLASTIC PIPE | Pressure pipe, PVC, 45 deg elbows, 2" | EA | 15.4
331100602380 | UTILITIES | DISTRIBUTION PIPING | PLASTIC PIPE | Pressure pipe, PVC, 45 deg elbows, 2-1/2" | EA | 18.97
331100602390 | UTILITIES | DISTRIBUTION PIPING | PLASTIC PIPE | Pressure pipe, PVC, 45 deg elbows, 3" | EA | 28.39
331100602400 | UTILITIES | DISTRIBUTION PIPING | PLASTIC PIPE | Pressure pipe, PVC, 45 deg elbows, 4" | EA | 42.5
331100602410 | UTILITIES | DISTRIBUTION PIPING | PLASTIC PIPE | Pressure pipe, PVC, 45 deg elbows, 6" | EA | 76.83
331100602420 | UTILITIES | DISTRIBUTION PIPING | PLASTIC PIPE | Pressure pipe, PVC, 45 deg elbows, 8" | EA | 145
331100602520 | UTILITIES | DISTRIBUTION PIPING | PLASTIC PIPE | Pressure pipe, PVC, tees, 3/4" | EA | 13.81
331100602530 | UTILITIES | DISTRIBUTION PIPING | PLASTIC PIPE | Pressure pipe, PVC, tees, 1" | EA | 14.13
331100602540 | UTILITIES | DISTRIBUTION PIPING | PLASTIC PIPE | Pressure pipe, PVC, tees, 1-1/4" | EA | 14.71
331100602550 | UTILITIES | DISTRIBUTION PIPING | PLASTIC PIPE | Pressure pipe, PVC, tees, 1-1/2" | EA | 15.44
331100602560 | UTILITIES | DISTRIBUTION PIPING | PLASTIC PIPE | Pressure pipe, PVC, tees, 2" | EA | 18.1
331100602570 | UTILITIES | DISTRIBUTION PIPING | PLASTIC PIPE | Pressure pipe, PVC, tees, 2-1/2" | EA | 22.1
331100602580 | UTILITIES | DISTRIBUTION PIPING | PLASTIC PIPE | Pressure pipe, PVC, tees, 3" | EA | 36.97
331100602590 | UTILITIES | DISTRIBUTION PIPING | PLASTIC PIPE | Pressure pipe, PVC, tees, 4" | EA | 48.02
331100602600 | UTILITIES | DISTRIBUTION PIPING | PLASTIC PIPE | Pressure pipe, PVC, tees, 6" | EA | 104
331100602610 | UTILITIES | DISTRIBUTION PIPING | PLASTIC PIPE | Pressure pipe, PVC, tees, 8" | EA | 199
331100602710 | UTILITIES | DISTRIBUTION PIPING | PLASTIC PIPE | Pressure pipe, PVC, couplings, 3/4" | EA | 11.3
331100602720 | UTILITIES | DISTRIBUTION PIPING | PLASTIC PIPE | Pressure pipe, PVC, couplings, 1" | EA | 11.6
331100602730 | UTILITIES | DISTRIBUTION PIPING | PLASTIC PIPE | Pressure pipe, PVC, couplings, 1-1/4" | EA | 11.88
331100602740 | UTILITIES | DISTRIBUTION PIPING | PLASTIC PIPE | Pressure pipe, PVC, couplings, 1-1/2" | EA | 11.99
331100602750 | UTILITIES | DISTRIBUTION PIPING | PLASTIC PIPE | Pressure pipe, PVC, couplings, 2" | EA | 13.48
331100602760 | UTILITIES | DISTRIBUTION PIPING | PLASTIC PIPE | Pressure pipe, PVC, couplings, 2-1/2" | EA | 16.67
331100602770 | UTILITIES | DISTRIBUTION PIPING | PLASTIC PIPE | Pressure pipe, PVC, couplings, 3" | EA | 20.32
331100602780 | UTILITIES | DISTRIBUTION PIPING | PLASTIC PIPE | Pressure pipe, PVC, couplings, 4" | EA | 22.78
331100602790 | UTILITIES | DISTRIBUTION PIPING | PLASTIC PIPE | Pressure pipe, PVC, couplings, 6" | EA | 38.68
331100602800 | UTILITIES | DISTRIBUTION PIPING | PLASTIC PIPE | Pressure pipe, PVC, couplings, 8" | EA | 61.98
331213100100 | UTILITIES | SURFACE WATER SOURCES | CORPORATION STOPS | Stop for flared copper service pipe, 3/4" | EA | 101
331213100120 | UTILITIES | SURFACE WATER SOURCES | CORPORATION STOPS | Stop for flared copper service pipe, 1" | EA | 126
331213100130 | UTILITIES | SURFACE WATER SOURCES | CORPORATION STOPS | Stop for flared copper service pipe, 1-1/4" | EA | 264
331213100140 | UTILITIES | SURFACE WATER SOURCES | CORPORATION STOPS | Stop for flared copper service pipe, 1-1/2" | EA | 318
331213100150 | UTILITIES | SURFACE WATER SOURCES | CORPORATION STOPS | Stop for flared copper service pipe, 2" | EA | 432
331213200100 | UTILITIES | SURFACE WATER SOURCES | THRUST BLOCKS | Thrust block, 3000# concrete, 1/4 cy | EA | 276
331213200120 | UTILITIES | SURFACE WATER SOURCES | THRUST BLOCKS | Thrust block, 3000# concrete, 1/2 cy | EA | 369
331213200140 | UTILITIES | SURFACE WATER SOURCES | THRUST BLOCKS | Thrust block, 3000# concrete, 3/4 cy | EA | 529
331213200160 | UTILITIES | SURFACE WATER SOURCES | THRUST BLOCKS | Thrust block, 3000# concrete, 1 cy | EA | 899
331213300100 | UTILITIES | SURFACE WATER SOURCES | TAPPING SADDLES & SLEEVES | Tapping saddle, tap size to 2", 4" saddle | EA | 110
331213300120 | UTILITIES | SURFACE WATER SOURCES | TAPPING SADDLES & SLEEVES | Tapping saddle, tap size to 2", 6" saddle | EA | 131
331213300130 | UTILITIES | SURFACE WATER SOURCES | TAPPING SADDLES & SLEEVES | Tapping saddle, tap size to 2", 8" saddle | EA | 159
331213300140 | UTILITIES | SURFACE WATER SOURCES | TAPPING SADDLES & SLEEVES | Tapping saddle, tap size to 2", 10" saddle | EA | 187
331213300150 | UTILITIES | SURFACE WATER SOURCES | TAPPING SADDLES & SLEEVES | Tapping saddle, tap size to 2", 12" saddle | EA | 239
331213300160 | UTILITIES | SURFACE WATER SOURCES | TAPPING SADDLES & SLEEVES | Tapping saddle, tap size to 2", 14" saddle | EA | 292
331213302010 | UTILITIES | SURFACE WATER SOURCES | TAPPING SADDLES & SLEEVES | Tapping sleeve, 4x4 | EA | 1032
331213302030 | UTILITIES | SURFACE WATER SOURCES | TAPPING SADDLES & SLEEVES | Tapping sleeve, 6x4 | EA | 1327
331213302050 | UTILITIES | SURFACE WATER SOURCES | TAPPING SADDLES & SLEEVES | Tapping sleeve, 6x6 | EA | 1346
331213302060 | UTILITIES | SURFACE WATER SOURCES | TAPPING SADDLES & SLEEVES | Tapping sleeve, 8x4 | EA | 1393
331213302070 | UTILITIES | SURFACE WATER SOURCES | TAPPING SADDLES & SLEEVES | Tapping sleeve, 8x6 | EA | 1421
331213302090 | UTILITIES | SURFACE WATER SOURCES | TAPPING SADDLES & SLEEVES | Tapping sleeve, 10x4 | EA | 2304
331213302100 | UTILITIES | SURFACE WATER SOURCES | TAPPING SADDLES & SLEEVES | Tapping sleeve, 10x6 | EA | 3274
331213302120 | UTILITIES | SURFACE WATER SOURCES | TAPPING SADDLES & SLEEVES | Tapping sleeve, 10x8 | EA | 3403
331213302130 | UTILITIES | SURFACE WATER SOURCES | TAPPING SADDLES & SLEEVES | Tapping sleeve, 10x10 | EA | 3486
331213302140 | UTILITIES | SURFACE WATER SOURCES | TAPPING SADDLES & SLEEVES | Tapping sleeve, 12x4 | EA | 3511
331213302150 | UTILITIES | SURFACE WATER SOURCES | TAPPING SADDLES & SLEEVES | Tapping sleeve, 12x6 | EA | 3554
331213302160 | UTILITIES | SURFACE WATER SOURCES | TAPPING SADDLES & SLEEVES | Tapping sleeve, 12x8 | EA | 3646
331213302170 | UTILITIES | SURFACE WATER SOURCES | TAPPING SADDLES & SLEEVES | Tapping sleeve, 12x10 | EA | 3850
331213302180 | UTILITIES | SURFACE WATER SOURCES | TAPPING SADDLES & SLEEVES | Tapping sleeve, 12x12 | EA | 4002
331213304010 | UTILITIES | SURFACE WATER SOURCES | TAPPING SADDLES & SLEEVES | Tapping valve, mechanical joint, 4" valve | EA | 1293
331213304020 | UTILITIES | SURFACE WATER SOURCES | TAPPING SADDLES & SLEEVES | Tapping valve, mechanical joint, 6" valve | EA | 1605
331213304030 | UTILITIES | SURFACE WATER SOURCES | TAPPING SADDLES & SLEEVES | Tapping valve, mechanical joint, 8" valve | EA | 2398
331213304040 | UTILITIES | SURFACE WATER SOURCES | TAPPING SADDLES & SLEEVES | Tapping valve, mechanical joint, 10" valve | EA | 3594
331213304050 | UTILITIES | SURFACE WATER SOURCES | TAPPING SADDLES & SLEEVES | Tapping valve, mechanical joint, 12" valve | EA | 6035
331213308000 | UTILITIES | SURFACE WATER SOURCES | TAPPING SADDLES & SLEEVES | Tap hole in pipe, 4" hole | EA | 80.09
331213308010 | UTILITIES | SURFACE WATER SOURCES | TAPPING SADDLES & SLEEVES | Tap hole in pipe, 6" hole | EA | 128
331213308020 | UTILITIES | SURFACE WATER SOURCES | TAPPING SADDLES & SLEEVES | Tap hole in pipe, 8" hole | EA | 214
331213308030 | UTILITIES | SURFACE WATER SOURCES | TAPPING SADDLES & SLEEVES | Tap hole in pipe, 10" hole | EA | 256
331213308040 | UTILITIES | SURFACE WATER SOURCES | TAPPING SADDLES & SLEEVES | Tap hole in pipe, 12" hole | EA | 320
331213500100 | UTILITIES | SURFACE WATER SOURCES | VALVE BOXES | Valve box, adjust, for valves up to 20", 3' deep | EA | 339
331213500120 | UTILITIES | SURFACE WATER SOURCES | VALVE BOXES | Valve box, adjust, for valves up to 20", 4' deep | EA | 407
331213500130 | UTILITIES | SURFACE WATER SOURCES | VALVE BOXES | Valve box, adjust, for valves up to 20", 5' deep | EA | 477
331216100110 | UTILITIES | SURFACE WATER SOURCES | GATE VALVES | Gate valve, (AWWA) mech joint, w/adjustable box, 4" | EA | 1742
331216100120 | UTILITIES | SURFACE WATER SOURCES | GATE VALVES | Gate valve, (AWWA) mech joint, w/adjust box, 6" valve | EA | 1976
331216100130 | UTILITIES | SURFACE WATER SOURCES | GATE VALVES | Gate valve, (AWWA) mech joint, w/adjustable box, 8" | EA | 2617
331216100140 | UTILITIES | SURFACE WATER SOURCES | GATE VALVES | Gate valve, (AWWA) mech joint, w/adjustable box, 10" | EA | 3877
331216100150 | UTILITIES | SURFACE WATER SOURCES | GATE VALVES | Gate valve, (AWWA) mech joint, w/adjustable box, 12" | EA | 5143
331216100160 | UTILITIES | SURFACE WATER SOURCES | GATE VALVES | Gate valve, (AWWA) mech joint, w/adjustable box, 14" | EA | 12533
331216100170 | UTILITIES | SURFACE WATER SOURCES | GATE VALVES | Gate valve, (AWWA) mech joint, w/adjustable box, 16" | EA | 16644
331216100180 | UTILITIES | SURFACE WATER SOURCES | GATE VALVES | Gate valve, (AWWA) mech joint, w/adjustable box, 18" | EA | 20753
331216103010 | UTILITIES | SURFACE WATER SOURCES | GATE VALVES | Gate valve, flanged, w/box, post indicator, 4" | EA | 1605
331216103020 | UTILITIES | SURFACE WATER SOURCES | GATE VALVES | Gate valve, flanged, w/box, post indicator, 6" | EA | 1877
331216103030 | UTILITIES | SURFACE WATER SOURCES | GATE VALVES | Gate valve, flanged, w/box, post indicator, 8" | EA | 2636
331216103040 | UTILITIES | SURFACE WATER SOURCES | GATE VALVES | Gate valve, flanged, w/box, post indicator, 10" | EA | 3905
331216103050 | UTILITIES | SURFACE WATER SOURCES | GATE VALVES | Gate valve, flanged, w/box, post indicator, 12" | EA | 5619
331216103060 | UTILITIES | SURFACE WATER SOURCES | GATE VALVES | Gate valve, flanged, w/box, post indicator, 14" | EA | 12588
331216103070 | UTILITIES | SURFACE WATER SOURCES | GATE VALVES | Gate valve, flanged, w/box, post indicator, 16" | EA | 16757
331219300100 | UTILITIES | SURFACE WATER SOURCES | FIRE HYDRANTS | Standard, 3 way post, 6" mech joint, 2' deep | EA | 4585
331219300120 | UTILITIES | SURFACE WATER SOURCES | FIRE HYDRANTS | Standard, 3 way post, 6" mech joint, 4' deep | EA | 5072
331219300140 | UTILITIES | SURFACE WATER SOURCES | FIRE HYDRANTS | Standard, 3 way post, 6" mech joint, 6' deep | EA | 5836
331219300160 | UTILITIES | SURFACE WATER SOURCES | FIRE HYDRANTS | Standard, 3 way post, 6" mech joint, 8' deep | EA | 6583
331233100090 | UTILITIES | SURFACE WATER SOURCES | WATER METERS | Water meter, displacement type, 1" | EA | 329
331233100100 | UTILITIES | SURFACE WATER SOURCES | WATER METERS | Water meter, displacement type, 1-1/2" | EA | 929
331233100190 | UTILITIES | SURFACE WATER SOURCES | WATER METERS | Water meter, displacement type, 2" | EA | 1358
332113001000 | UTILITIES | UTILITY SERVICES | WELLS | Domestic water, drilled and cased, 4" dia | LF | 138
332113001020 | UTILITIES | UTILITY SERVICES | WELLS | Domestic water, drilled and cased, 6" dia | LF | 153
332113001040 | UTILITIES | UTILITY SERVICES | WELLS | Domestic water, rilled and cased, 8" dia | LF | 174
333100100120 | UTILITIES | SANITARY SEWER | CAST IRON FLANGED PIPE | CI flanged, 4" pipe, 1 bolt set, 3' section | EA | 110
333100100130 | UTILITIES | SANITARY SEWER | CAST IRON FLANGED PIPE | CI flanged, 4" pipe, 1 bolt set, 4' section | EA | 145
333100100140 | UTILITIES | SANITARY SEWER | CAST IRON FLANGED PIPE | CI flanged, 4" pipe, 1 bolt set, 5' section | EA | 180
333100100150 | UTILITIES | SANITARY SEWER | CAST IRON FLANGED PIPE | CI flanged sect, 4" pipe, 1 bolt set, 6' section | EA | 208
333100100160 | UTILITIES | SANITARY SEWER | CAST IRON FLANGED PIPE | CI flanged sect, 4" pipe, 1 bolt set, 8' section | EA | 262
333100100170 | UTILITIES | SANITARY SEWER | CAST IRON FLANGED PIPE | CI flanged sect, 4" pipe, 1 bolt set, 10' section | EA | 371
333100100180 | UTILITIES | SANITARY SEWER | CAST IRON FLANGED PIPE | CI flanged sect, 4" pipe, 1 bolt set, 12' section | EA | 437
333100100190 | UTILITIES | SANITARY SEWER | CAST IRON FLANGED PIPE | CI flanged, 4" pipe, 1 bolt set, 15' section | EA | 575
333100100200 | UTILITIES | SANITARY SEWER | CAST IRON FLANGED PIPE | CI flanged, 4" pipe, 1 bolt set, 18' section | EA | 713
333100102100 | UTILITIES | SANITARY SEWER | CAST IRON FLANGED PIPE | CI flanged, 6" pipe, 1 bolt set, 3' section | EA | 173
333100102102 | UTILITIES | SANITARY SEWER | CAST IRON FLANGED PIPE | CI flanged, 6" pipe, 1 bolt set, 4' section | EA | 238
333100102104 | UTILITIES | SANITARY SEWER | CAST IRON FLANGED PIPE | CI flanged, 6" pipe, 1 bolt set, 5' section | EA | 293
333100102110 | UTILITIES | SANITARY SEWER | CAST IRON FLANGED PIPE | CI flanged, 6" pipe, 1 bolt set, 6' section | EA | 349
333100102120 | UTILITIES | SANITARY SEWER | CAST IRON FLANGED PIPE | CI flanged, 6" pipe, 1 bolt set, 8' section | EA | 427
333100102130 | UTILITIES | SANITARY SEWER | CAST IRON FLANGED PIPE | CI flanged, 6" pipe, 1 bolt set, 10' section | EA | 589
333100102140 | UTILITIES | SANITARY SEWER | CAST IRON FLANGED PIPE | CI flanged, 6" pipe, 1 bolt set, 12' section | EA | 663
333100102150 | UTILITIES | SANITARY SEWER | CAST IRON FLANGED PIPE | CI flanged, 6" pipe, 1 bolt set, 15' section | EA | 858
333100102160 | UTILITIES | SANITARY SEWER | CAST IRON FLANGED PIPE | CI flanged, 6" pipe, 1 bolt set, 18' section | EA | 1069
333100102170 | UTILITIES | SANITARY SEWER | CAST IRON FLANGED PIPE | CI flanged, 8" pipe, 1 bolt set, 3' section | EA | 254
333100102180 | UTILITIES | SANITARY SEWER | CAST IRON FLANGED PIPE | CI flanged, 8" pipe, 1 bolt set, 4' section | EA | 346
333100102190 | UTILITIES | SANITARY SEWER | CAST IRON FLANGED PIPE | CI flanged, 8" pipe, 1 bolt set, 5' section | EA | 429
333100102200 | UTILITIES | SANITARY SEWER | CAST IRON FLANGED PIPE | CI flanged, 8" pipe, 1 bolt set, 6' section | EA | 514
333100102210 | UTILITIES | SANITARY SEWER | CAST IRON FLANGED PIPE | CI flanged, 8" pipe, 1 bolt set, 8' section | EA | 668
333100102215 | UTILITIES | SANITARY SEWER | CAST IRON FLANGED PIPE | CI flanged, 8" pipe, 1 bolt set, 10' section | EA | 900
333100102230 | UTILITIES | SANITARY SEWER | CAST IRON FLANGED PIPE | CI flanged, 8" pipe, 1 bolt set, 12' section | EA | 1027
333100102240 | UTILITIES | SANITARY SEWER | CAST IRON FLANGED PIPE | CI flanged, 8" pipe, 1 bolt set, 15' section | EA | 1298
333100102250 | UTILITIES | SANITARY SEWER | CAST IRON FLANGED PIPE | CI flanged, 8" pipe, 1 bolt set, 18' section | EA | 1570
333100103010 | UTILITIES | SANITARY SEWER | CAST IRON FLANGED PIPE | CI flanged, 10" pipe, 1 bolt set, 3' section | EA | 444
333100103020 | UTILITIES | SANITARY SEWER | CAST IRON FLANGED PIPE | CI flanged, 10" pipe, 1 bolt set, 4' section | EA | 696
333100103030 | UTILITIES | SANITARY SEWER | CAST IRON FLANGED PIPE | CI flanged, 10" pipe, 1 bolt set, 5' section | EA | 810
333100103040 | UTILITIES | SANITARY SEWER | CAST IRON FLANGED PIPE | CI flanged, 10" pipe, 1 bolt set, 6' section | EA | 972
333100103050 | UTILITIES | SANITARY SEWER | CAST IRON FLANGED PIPE | CI flanged, 10" pipe, 1 bolt set, 8' section | EA | 1305
333100103060 | UTILITIES | SANITARY SEWER | CAST IRON FLANGED PIPE | CI flanged, 10" pipe, 1 bolt set, 10' section | EA | 1425
333100103070 | UTILITIES | SANITARY SEWER | CAST IRON FLANGED PIPE | CI flanged, 10" pipe, 1 bolt set, 12' section | EA | 1609
333100103080 | UTILITIES | SANITARY SEWER | CAST IRON FLANGED PIPE | CI flanged, 10" pipe, 1 bolt set, 15' section | EA | 2018
333100103090 | UTILITIES | SANITARY SEWER | CAST IRON FLANGED PIPE | CI flanged, 10" pipe, 1 bolt set, 18' section | EA | 2472
333100103100 | UTILITIES | SANITARY SEWER | CAST IRON FLANGED PIPE | CI flanged, 12" pipe, 1 bolt set, 3' section | EA | 533
333100103120 | UTILITIES | SANITARY SEWER | CAST IRON FLANGED PIPE | CI flanged, 12" pipe, 1 bolt set, 4' section | EA | 773
333100103130 | UTILITIES | SANITARY SEWER | CAST IRON FLANGED PIPE | CI flanged, 12" pipe, 1 bolt set, 5' section | EA | 963
333100103140 | UTILITIES | SANITARY SEWER | CAST IRON FLANGED PIPE | CI flanged, 12" pipe, 1 bolt set, 6' section | EA | 1153
333100103150 | UTILITIES | SANITARY SEWER | CAST IRON FLANGED PIPE | CI flanged, 12" pipe, 1 bolt set, 8' section | EA | 1550
333100103160 | UTILITIES | SANITARY SEWER | CAST IRON FLANGED PIPE | CI flanged, 12" pipe, 1 bolt set, 10' section | EA | 1794
333100103170 | UTILITIES | SANITARY SEWER | CAST IRON FLANGED PIPE | CI flanged, 12" pipe, 1 bolt set, 12' section | EA | 2316
333100103180 | UTILITIES | SANITARY SEWER | CAST IRON FLANGED PIPE | CI flanged, 12" pipe, 1 bolt set, 15' section | EA | 2673
333100103190 | UTILITIES | SANITARY SEWER | CAST IRON FLANGED PIPE | CI flanged, 12" pipe, 1 bolt set, 18' section | EA | 3122
333100200110 | UTILITIES | SANITARY SEWER | CAST IRON FITTINGS | CI mech joint, 2 bolt kits, 90 deg bend, 4" | EA | 180
333100200120 | UTILITIES | SANITARY SEWER | CAST IRON FITTINGS | CI mech joint, 2 bolt kits, 90 deg bend, 6" | EA | 276
333100200130 | UTILITIES | SANITARY SEWER | CAST IRON FITTINGS | CI, mech joint, 2bolt kits, 90 degree bend, 8" | EA | 584
333100200140 | UTILITIES | SANITARY SEWER | CAST IRON FITTINGS | CI mech joint, 2 bolt kits, 90 deg bend, 10" | EA | 877
333100200150 | UTILITIES | SANITARY SEWER | CAST IRON FITTINGS | CI mech joint, 2 bolt kits, 90 deg bend, 12" | EA | 1317
333100200155 | UTILITIES | SANITARY SEWER | CAST IRON FITTINGS | CI mech joint, 2 bolt kits, 90 deg bend, 14" | EA | 1793
333100200160 | UTILITIES | SANITARY SEWER | CAST IRON FITTINGS | CI mech joint, 2 bolt kits, 90 deg bend, 16" | EA | 2094
333100200170 | UTILITIES | SANITARY SEWER | CAST IRON FITTINGS | CI mech joint, 2 bolt kits, 45 deg bend, 4" | EA | 157
333100200180 | UTILITIES | SANITARY SEWER | CAST IRON FITTINGS | CI mech joint, 2 bolt kits, 45 deg bend, 6" | EA | 230
333100200190 | UTILITIES | SANITARY SEWER | CAST IRON FITTINGS | CI mech joint, 2 bolt kits, 45 deg bend, 8" | EA | 476
333100200200 | UTILITIES | SANITARY SEWER | CAST IRON FITTINGS | CI mech joint, 2 bolt kits, 45 deg bend, 10" | EA | 696
333100200210 | UTILITIES | SANITARY SEWER | CAST IRON FITTINGS | CI mech joint, 2 bolt kits, 45 deg bend, 12 | EA | 1166
333100200220 | UTILITIES | SANITARY SEWER | CAST IRON FITTINGS | CI mech joint, 2 bolt kits, 45 deg bend, 14" | EA | 1428
333100200230 | UTILITIES | SANITARY SEWER | CAST IRON FITTINGS | CI mech joint, 2 bolt kits, 45 deg bend, 16" | EA | 1872
333100202010 | UTILITIES | SANITARY SEWER | CAST IRON FITTINGS | CI mech joint, w/3 bolt kits, tee, 4"x 4" | EA | 302
333100202020 | UTILITIES | SANITARY SEWER | CAST IRON FITTINGS | CI mech joint, w/3 bolt kits, tee, 6"x 6" | EA | 480
333100202030 | UTILITIES | SANITARY SEWER | CAST IRON FITTINGS | CI mech joint, w/3 bolt kits, tee, 8"x 8" | EA | 1246
333100202040 | UTILITIES | SANITARY SEWER | CAST IRON FITTINGS | CI mech joint, w/3 bolt kits, tee, 10"x 10" | EA | 1579
333100202050 | UTILITIES | SANITARY SEWER | CAST IRON FITTINGS | CI mech joint, w/3 bolt kits, tee, 12"x 12" | EA | 2748
333100203010 | UTILITIES | SANITARY SEWER | CAST IRON FITTINGS | CI mech joint, w/3 bolt kits, wye, 6"x 6" | EA | 576
333100203020 | UTILITIES | SANITARY SEWER | CAST IRON FITTINGS | CI mech joint, w/3 bolt kits, wye, 8"x 8" | EA | 1150
333100203030 | UTILITIES | SANITARY SEWER | CAST IRON FITTINGS | CI mech joint, w/3 bolt kits, wye, 10"x 10" | EA | 1659
333100203040 | UTILITIES | SANITARY SEWER | CAST IRON FITTINGS | CI mech joint, w/3 bolt kits, wye, 12"x 12" | EA | 3156
333100203050 | UTILITIES | SANITARY SEWER | CAST IRON FITTINGS | CI mech joint, w/2 bolt kits, reducer, 6"x 4" | EA | 303
333100203060 | UTILITIES | SANITARY SEWER | CAST IRON FITTINGS | CI mech joint, w/2 bolt kits, reducer, 8"x 6" | EA | 463
333100203070 | UTILITIES | SANITARY SEWER | CAST IRON FITTINGS | CI mech joint, w/2 bolt kits, reducer, 10"x 8" | EA | 1154
333100203080 | UTILITIES | SANITARY SEWER | CAST IRON FITTINGS | CI mech joint, w/2 bolt kits, reducer, 12"x 10" | EA | 1424
333100206020 | UTILITIES | SANITARY SEWER | CAST IRON FITTINGS | CI, flanged, 90 deg bend, 125 lb, 4" | EA | 341
333100206040 | UTILITIES | SANITARY SEWER | CAST IRON FITTINGS | CI, flanged, 90 deg bend, 125 lb, 6" | EA | 408
333100206060 | UTILITIES | SANITARY SEWER | CAST IRON FITTINGS | CI, flanged, 90 deg bend, 125 lb, 8" | EA | 563
333100206080 | UTILITIES | SANITARY SEWER | CAST IRON FITTINGS | CI, flanged, 90 deg bend, 125 lb, 10" | EA | 964
333100206090 | UTILITIES | SANITARY SEWER | CAST IRON FITTINGS | CI, flanged, 90 deg bend, 125 lb, 12" | EA | 1357
333100206095 | UTILITIES | SANITARY SEWER | CAST IRON FITTINGS | CI, flanged, 90 deg bend, 125 lb, 14" | EA | 2593
333100206100 | UTILITIES | SANITARY SEWER | CAST IRON FITTINGS | CI, flanged, 90 deg bend, 125 lb, 16" | EA | 3755
333100206120 | UTILITIES | SANITARY SEWER | CAST IRON FITTINGS | CI, flanged, tee, 125 lb, 4" | EA | 512
333100206130 | UTILITIES | SANITARY SEWER | CAST IRON FITTINGS | CI, flanged, tee, 125 lb, 6" | EA | 695
333100206140 | UTILITIES | SANITARY SEWER | CAST IRON FITTINGS | CI, flanged, tee, 125 lb, 8" | EA | 1040
333100206150 | UTILITIES | SANITARY SEWER | CAST IRON FITTINGS | CI, flanged, tee, 125 lb, 10" | EA | 1843
333100206160 | UTILITIES | SANITARY SEWER | CAST IRON FITTINGS | CI, flanged, tee, 125 lb, 12" | EA | 2479
333100206170 | UTILITIES | SANITARY SEWER | CAST IRON FITTINGS | CI, flanged, tee, 125 lb, 14" | EA | 5363
333100206180 | UTILITIES | SANITARY SEWER | CAST IRON FITTINGS | CI, flanged, tee, 125 lb, 16" | EA | 8072
333100301020 | UTILITIES | SANITARY SEWER | VITRIFIED CLAY PIPE | Vitrified clay pipe, extra strength, 6" dia | LF | 23.12
333100301040 | UTILITIES | SANITARY SEWER | VITRIFIED CLAY PIPE | Vitrified clay pipe, extra strength, 8" dia | LF | 25.31
333100301050 | UTILITIES | SANITARY SEWER | VITRIFIED CLAY PIPE | Vitrified clay pipe, extra strength, 10" dia | LF | 30.71
333100301070 | UTILITIES | SANITARY SEWER | VITRIFIED CLAY PIPE | Vitrified clay pipe, extra strength, 12" dia | LF | 42.28
333100301090 | UTILITIES | SANITARY SEWER | VITRIFIED CLAY PIPE | Vitrified clay pipe, extra strength, 15" dia | LF | 69.39
333100301120 | UTILITIES | SANITARY SEWER | VITRIFIED CLAY PIPE | Vitrified clay pipe, extra strength, 18" dia | LF | 90.49
333100301140 | UTILITIES | SANITARY SEWER | VITRIFIED CLAY PIPE | Vitrified clay pipe, extra strength, 24" dia | LF | 145
333100301160 | UTILITIES | SANITARY SEWER | VITRIFIED CLAY PIPE | Vitrified clay pipe, extra strength, 30" dia | LF | 230
333100301180 | UTILITIES | SANITARY SEWER | VITRIFIED CLAY PIPE | Vitrified clay pipe, extra strength, 36" dia | LF | 329
333100401000 | UTILITIES | SANITARY SEWER | SANITARY SEWERS | Sanitary sewer, clay, 6" pipe | LF | 21.11
333100401020 | UTILITIES | SANITARY SEWER | SANITARY SEWERS | Sanitary sewer, clay, 8" pipe | LF | 25.08
333100401030 | UTILITIES | SANITARY SEWER | SANITARY SEWERS | Sanitary sewer, clay, 10" pipe | LF | 29.19
333100401040 | UTILITIES | SANITARY SEWER | SANITARY SEWERS | Sanitary sewer, clay, 12" pipe | LF | 39.74
333100403000 | UTILITIES | SANITARY SEWER | SANITARY SEWERS | Sanitary sewer, PVC, 4" pipe | LF | 12.84
333100403010 | UTILITIES | SANITARY SEWER | SANITARY SEWERS | Sanitary sewer, PVC, 6" pipe | LF | 17.36
333100403020 | UTILITIES | SANITARY SEWER | SANITARY SEWERS | Sanitary sewer, PVC, 8" pipe | LF | 21.92
333100403030 | UTILITIES | SANITARY SEWER | SANITARY SEWERS | Sanitary sewer, PVC, 10" pipe | LF | 26.56
333100403040 | UTILITIES | SANITARY SEWER | SANITARY SEWERS | Sanitary sewer, PVC, 12" pipe | LF | 35.3
333100406000 | UTILITIES | SANITARY SEWER | SANITARY SEWERS | Sanitary sewer, PVC, cleanout for, 4" pipe | EA | 103
333100406010 | UTILITIES | SANITARY SEWER | SANITARY SEWERS | Sanitary sewer, PVC, cleanout for, 6" pipe | EA | 130
333100406020 | UTILITIES | SANITARY SEWER | SANITARY SEWERS | Sanitary sewer, PVC, cleanout for, 8" pipe | EA | 227
333100408000 | UTILITIES | SANITARY SEWER | SANITARY SEWERS | Connect new sewer line to existing manhole | EA | 318
333100408010 | UTILITIES | SANITARY SEWER | SANITARY SEWERS | Connect new sewer line to new manhole | EA | 203
333100409010 | UTILITIES | SANITARY SEWER | SANITARY SEWERS | Video inspection, sewers, min. | EA | 1946
333100409020 | UTILITIES | SANITARY SEWER | SANITARY SEWERS | Video inspection, sewers, avg. | EA | 2595
333100409030 | UTILITIES | SANITARY SEWER | SANITARY SEWERS | Video inspection, sewers, max. | EA | 5898
333600100100 | UTILITIES | WASTEWATER UTILITY STORAGE TANKS | DRAINAGE FIELDS | Perforated PVC pipe, for drain field, 4" pipe | LF | 10.51
333600100120 | UTILITIES | WASTEWATER UTILITY STORAGE TANKS | DRAINAGE FIELDS | Perforated PVC pipe, for drain field, 6" pipe | LF | 13.44
333600501000 | UTILITIES | WASTEWATER UTILITY STORAGE TANKS | SEPTIC TANKS | Septic tank, precast concrete, 1000 gals | EA | 1816
333600501200 | UTILITIES | WASTEWATER UTILITY STORAGE TANKS | SEPTIC TANKS | Septic tank, precast concrete, 2000 gals | EA | 4195
333600501280 | UTILITIES | WASTEWATER UTILITY STORAGE TANKS | SEPTIC TANKS | Septic tank, precast concrete, 5000 gals | EA | 13065
333600501290 | UTILITIES | WASTEWATER UTILITY STORAGE TANKS | SEPTIC TANKS | Septic tank, precast concrete, 25,000 gals | EA | 71865
333600501300 | UTILITIES | WASTEWATER UTILITY STORAGE TANKS | SEPTIC TANKS | Septic tank, precast concrete, 40,000 gals | EA | 88610
333600501320 | UTILITIES | WASTEWATER UTILITY STORAGE TANKS | SEPTIC TANKS | Leaching pit, precast concrete, 72" dia, 3' deep | EA | 1381
333600501340 | UTILITIES | WASTEWATER UTILITY STORAGE TANKS | SEPTIC TANKS | Leaching pit, precast concrete, 72" dia, 6' deep | EA | 2160
333600501360 | UTILITIES | WASTEWATER UTILITY STORAGE TANKS | SEPTIC TANKS | Leaching pit, precast concrete, 72" dia, 8' deep | EA | 2696
333913300110 | UTILITIES | MANHOLES | MANHOLES | Precast manhole section, 48" dia, base section | EA | 744
333913300120 | UTILITIES | MANHOLES | MANHOLES | Precast manhole section, 48" D, base, 1'0" riser | EA | 362
333913300130 | UTILITIES | MANHOLES | MANHOLES | Precast manhole section, 48" D, base 1'4" riser | EA | 406
333913300140 | UTILITIES | MANHOLES | MANHOLES | Precast manhole section, 48" D, base, 2'8" riser | EA | 500
333913300150 | UTILITIES | MANHOLES | MANHOLES | Precast manhole section, 48" D, base, 4'0" riser | EA | 722
333913300160 | UTILITIES | MANHOLES | MANHOLES | Precast manhole section, 48" D, base, 2'8" cone top | EA | 629
333913300180 | UTILITIES | MANHOLES | MANHOLES | Precast manholes, 48" dia, 4' deep | EA | 1625
333913300200 | UTILITIES | MANHOLES | MANHOLES | Precast manholes, 48" dia, 6' deep | EA | 2284
333913300250 | UTILITIES | MANHOLES | MANHOLES | Precast manholes, 48" dia, 7' deep | EA | 2608
333913300260 | UTILITIES | MANHOLES | MANHOLES | Precast manholes, 48" dia, 8' deep | EA | 2979
333913300280 | UTILITIES | MANHOLES | MANHOLES | Precast manholes, 48" dia, 10' deep | EA | 3430
333913301100 | UTILITIES | MANHOLES | MANHOLES | Manhole, CIP, 48" dia, w/frame & cover, 5' deep | EA | 2540
333913301120 | UTILITIES | MANHOLES | MANHOLES | Manhole, CIP, 48" dia, w/frame & cover, 6' deep | EA | 3038
333913301140 | UTILITIES | MANHOLES | MANHOLES | Manhole, CIP, 48" dia, w/frame & cover, 8' deep | EA | 3848
333913301160 | UTILITIES | MANHOLES | MANHOLES | Manhole, CIP, 48" dia, w/frame & cover, 10' deep | EA | 4565
333913301500 | UTILITIES | MANHOLES | MANHOLES | Brick manholes, 48" D w/cover, 8" thick, 4' deep | EA | 1614
333913301501 | UTILITIES | MANHOLES | MANHOLES | Brick manholes, 48" D w/cover, 8" thick, 6' deep | EA | 1914
333913301505 | UTILITIES | MANHOLES | MANHOLES | Brick manholes, 48" D w/cover, 8" thick, 8' deep | EA | 2320
333913301510 | UTILITIES | MANHOLES | MANHOLES | Brick manholes, 48" D w/cover, 8" thick, 10' deep | EA | 2786
333913301600 | UTILITIES | MANHOLES | MANHOLES | Brick manholes, 48" D w/cover, 8" thick, 12' deep | EA | 3397
333913301620 | UTILITIES | MANHOLES | MANHOLES | Brick manholes, 48" D w/cover, 8" thick, 14' deep | EA | 4109
333913303010 | UTILITIES | MANHOLES | MANHOLES | Inverts for manholes, single channel | EA | 453
333913303020 | UTILITIES | MANHOLES | MANHOLES | Inverts for manholes, triple channel | EA | 552
333913304210 | UTILITIES | MANHOLES | MANHOLES | Manhole, frames and covers, 24" dia, 300 lb | EA | 537
333913304220 | UTILITIES | MANHOLES | MANHOLES | Manhole, frames and covers, 24" dia, 400 lb | EA | 569
333913304230 | UTILITIES | MANHOLES | MANHOLES | Manhole, frames and covers, 24" dia, 500 lb | EA | 665
333913304240 | UTILITIES | MANHOLES | MANHOLES | Manhole, frames and covers, 24" dia, watertight, 350 l | EA | 809
333913304250 | UTILITIES | MANHOLES | MANHOLES | Manhole, frames & covers, 24" dia, for hvy equip, 1200 | EA | 1624
333913305000 | UTILITIES | MANHOLES | MANHOLES | Steps for manholes, 7"x 9" | EA | 32.84
333913305020 | UTILITIES | MANHOLES | MANHOLES | Steps for manholes, 8"x 9" | EA | 39.59
333913306100 | UTILITIES | MANHOLES | MANHOLES | Manhole, curb inlet, 4' throat, CIP, 12"-30" pipe | EA | 2174
333913306150 | UTILITIES | MANHOLES | MANHOLES | Manhole, curb inlet, 4' throat, CIP, 36"-48" pipe | EA | 2465
333913308000 | UTILITIES | MANHOLES | MANHOLES | Raise exist frame and cover, repaving | EA | 702
334100401100 | UTILITIES | STORM DRAINAGE | PIPE | Concrete pipe, bell & spigot, class II, 6" pipe | LF | 28.66
334100401200 | UTILITIES | STORM DRAINAGE | PIPE | Concrete pipe, bell & spigot, class II, 8" pipe | LF | 30.82
334100401300 | UTILITIES | STORM DRAINAGE | PIPE | Concrete pipe, bell & spigot, class II, 10" pipe | LF | 31.96
334100401400 | UTILITIES | STORM DRAINAGE | PIPE | Concrete pipe, bell & spigot, class II, 12" pipe | LF | 37.55
334100401500 | UTILITIES | STORM DRAINAGE | PIPE | Concrete pipe, bell & spigot, class II, 15" pipe | LF | 45.21
334100401600 | UTILITIES | STORM DRAINAGE | PIPE | Concrete pipe, bell & spigot, class II, 18" pipe | LF | 52.14
334100401650 | UTILITIES | STORM DRAINAGE | PIPE | Concrete pipe, bell & spigot, class II, 21" pipe | LF | 60.16
334100401700 | UTILITIES | STORM DRAINAGE | PIPE | Concrete pipe, bell & spigot, class II, 24" pipe | LF | 71.21
334100401750 | UTILITIES | STORM DRAINAGE | PIPE | Concrete pipe, reinf, class III, T & G, 12" pipe | LF | 45.48
334100401800 | UTILITIES | STORM DRAINAGE | PIPE | Concrete pipe, reinf, class III, T & G, 15" pipe | LF | 49.87
334100401850 | UTILITIES | STORM DRAINAGE | PIPE | Concrete pipe, reinf, class III, T & G, 18" pipe | LF | 54.41
334100401880 | UTILITIES | STORM DRAINAGE | PIPE | Concrete pipe, reinf, class III, T & G, 21" pipe | LF | 65.59
334100401900 | UTILITIES | STORM DRAINAGE | PIPE | Concrete pipe, reinf, class III, T & G, 24" pipe | LF | 80.21
334100401950 | UTILITIES | STORM DRAINAGE | PIPE | Concrete pipe, reinf, class III, T & G, 27" pipe | LF | 91.9
334100401960 | UTILITIES | STORM DRAINAGE | PIPE | Concrete pipe, reinf, class III, T & G, 30" pipe | LF | 101
334100401970 | UTILITIES | STORM DRAINAGE | PIPE | Concrete pipe, reinf, class III, T & G, 36" pipe | LF | 139
334100401980 | UTILITIES | STORM DRAINAGE | PIPE | Concrete pipe, reinf, class III, T & G, 42" pipe | LF | 181
334100401990 | UTILITIES | STORM DRAINAGE | PIPE | Concrete pipe, reinf, class III, T & G, 48" pipe | LF | 242
334100402000 | UTILITIES | STORM DRAINAGE | PIPE | Concrete pipe, reinf, class III, T & G, 54" pipe | LF | 260
334100402050 | UTILITIES | STORM DRAINAGE | PIPE | Concrete pipe, reinf, class III, T & G, 60" pipe | LF | 343
334100402070 | UTILITIES | STORM DRAINAGE | PIPE | Concrete pipe, reinf, class III, T & G, 66" pipe | LF | 431
334100402080 | UTILITIES | STORM DRAINAGE | PIPE | Concrete pipe, reinf, class III, T & G, 72" pipe | LF | 470
334100402100 | UTILITIES | STORM DRAINAGE | PIPE | Concrete pipe, flared end, 12" pipe | LF | 118
334100402110 | UTILITIES | STORM DRAINAGE | PIPE | Concrete pipe, flared end, 15" pipe | LF | 137
334100402120 | UTILITIES | STORM DRAINAGE | PIPE | Concrete pipe, flared end, 18" pipe | LF | 159
334100402130 | UTILITIES | STORM DRAINAGE | PIPE | Concrete pipe, flared end, 24" pipe | LF | 185
334100402140 | UTILITIES | STORM DRAINAGE | PIPE | Concrete pipe, flared end, 30" pipe | LF | 225
334100402150 | UTILITIES | STORM DRAINAGE | PIPE | Concrete pipe, flared end, 36" pipe | LF | 305
334100402160 | UTILITIES | STORM DRAINAGE | PIPE | Concrete pipe, flared end, 42" pipe | LF | 323
334100402170 | UTILITIES | STORM DRAINAGE | PIPE | Concrete pipe, flared end, 48" pipe | LF | 360
334100402180 | UTILITIES | STORM DRAINAGE | PIPE | Concrete pipe, flared end, 54" pipe | LF | 392
334100406000 | UTILITIES | STORM DRAINAGE | PIPE | Corrugated metal pipe, 16 ga, coated, 8" pipe | LF | 31.6
334100406010 | UTILITIES | STORM DRAINAGE | PIPE | Corrugated metal pipe, 16 ga, coated, 10" pipe | LF | 38.64
334100406020 | UTILITIES | STORM DRAINAGE | PIPE | Corrugated metal pipe, 16 ga, coated, 12" pipe | LF | 42.43
334100406030 | UTILITIES | STORM DRAINAGE | PIPE | Corrugated metal pipe, 16 ga, coated, 15" pipe | LF | 49.93
334100406040 | UTILITIES | STORM DRAINAGE | PIPE | Corrugated metal pipe, 16 ga, coated, 18" pipe | LF | 57.79
334100406050 | UTILITIES | STORM DRAINAGE | PIPE | Corrugated metal pipe, 16 ga, coated, 21" pipe | LF | 69.01
334100406060 | UTILITIES | STORM DRAINAGE | PIPE | Corrugated metal pipe, 16 ga, coated, 24" pipe | LF | 80.61
334100406070 | UTILITIES | STORM DRAINAGE | PIPE | Corrugated metal pipe, 16 ga, coated, 30" pipe | LF | 102
334100406080 | UTILITIES | STORM DRAINAGE | PIPE | Corrugated metal pipe, 16 ga, coated, 36" pipe | LF | 135
334100406090 | UTILITIES | STORM DRAINAGE | PIPE | Corrugated metal pipe, 12 ga, coated, 48" pipe | LF | 227
334100406100 | UTILITIES | STORM DRAINAGE | PIPE | Corrugated metal pipe, 10 ga, coated, 60" pipe | LF | 239
334100406110 | UTILITIES | STORM DRAINAGE | PIPE | Corrugated metal pipe, 10 ga, coated, 72" pipe | LF | 311
334100406210 | UTILITIES | STORM DRAINAGE | PIPE | Drain pipe, galv or alum, plain, 16 ga, 8" pipe | LF | 25.56
334100406220 | UTILITIES | STORM DRAINAGE | PIPE | Drain pipe, galv or alum, plain, 16 ga, 10" pipe | LF | 31.5
334100406230 | UTILITIES | STORM DRAINAGE | PIPE | Drain pipe, galv or alum, plain, 16 ga, 12" pipe | LF | 34.64
334100406240 | UTILITIES | STORM DRAINAGE | PIPE | Drain pipe, galv or alum, plain, 16 ga, 15" pipe | LF | 41.14
334100406250 | UTILITIES | STORM DRAINAGE | PIPE | Drain pipe, galv or alum, plain, 16 ga, 18" pipe | LF | 47.79
334100406260 | UTILITIES | STORM DRAINAGE | PIPE | Drain pipe, galv or alum, plain, 16 ga, 24" pipe | LF | 67.3
334100406270 | UTILITIES | STORM DRAINAGE | PIPE | Drain pipe, galv or alum, plain, 16 ga, 30" pipe | LF | 85.83
334100406280 | UTILITIES | STORM DRAINAGE | PIPE | Drain pipe, galv or alum, plain, 16 ga, 36" pipe | LF | 105
334100406290 | UTILITIES | STORM DRAINAGE | PIPE | Drain pipe, galv or alum, plain, 12 ga, 48" pipe | LF | 177
334100406300 | UTILITIES | STORM DRAINAGE | PIPE | Drain pipe, galv or alum, plain, 10 ga, 60" pipe | LF | 237
334100406410 | UTILITIES | STORM DRAINAGE | PIPE | Drain pipe, galv or alum, oval culvert, 16 ga, 17"x13" | LF | 48.6
334100406420 | UTILITIES | STORM DRAINAGE | PIPE | Drain pipe, galv or alum, oval culvert, 16 ga, 21"x15" | LF | 61.4
334100406430 | UTILITIES | STORM DRAINAGE | PIPE | Drain pipe, galv or alum, oval culvert, 16 ga, 28"x20" | LF | 81.34
334100406440 | UTILITIES | STORM DRAINAGE | PIPE | Drain pipe, galv or alum, oval culvert, 16 ga, 35"x24" | LF | 117
334100406450 | UTILITIES | STORM DRAINAGE | PIPE | Drain pipe, galv or alum, oval culvert, 12 ga, 42"x29" | LF | 137
334100406460 | UTILITIES | STORM DRAINAGE | PIPE | Drain pipe, galv or alum, oval culvert, 12 ga, 57"x38" | LF | 197
334100406470 | UTILITIES | STORM DRAINAGE | PIPE | Drain pipe, galv or alum, oval culvert, 12 ga, 64"x43" | LF | 233
334100406510 | UTILITIES | STORM DRAINAGE | PIPE | Storm drain, oval arch culverts, 16 ga, 17"x 13" | LF | 35.1
334100406520 | UTILITIES | STORM DRAINAGE | PIPE | Storm drain, oval arch culverts, 16 ga, 21"x 15" | LF | 45.24
334100406530 | UTILITIES | STORM DRAINAGE | PIPE | Storm drain, oval arch culverts, 14 ga, 28"x 20" | LF | 70.93
334100406540 | UTILITIES | STORM DRAINAGE | PIPE | Storm drain, oval arch culverts, 14 ga, 35"x 24" | LF | 89.67
334100406550 | UTILITIES | STORM DRAINAGE | PIPE | Storm drain, oval arch culverts, 12 ga, 57"x 38" | LF | 133
334100406560 | UTILITIES | STORM DRAINAGE | PIPE | Storm drain, oval arch culverts, 12 ga, 64"x 43" | LF | 162
334100406570 | UTILITIES | STORM DRAINAGE | PIPE | Storm drain, oval arch culverts, 12 ga, 71"x 47" | LF | 222
334100406620 | UTILITIES | STORM DRAINAGE | PIPE | Nestable corrugated metal pipe, 16 ga, 10" pipe | LF | 31.33
334100406630 | UTILITIES | STORM DRAINAGE | PIPE | Nestable corrugated metal pipe, 16 ga, 12" pipe | LF | 36.57
334100406640 | UTILITIES | STORM DRAINAGE | PIPE | Nestable corrugated metal pipe, 16 ga, 15" pipe | LF | 44.75
334100406650 | UTILITIES | STORM DRAINAGE | PIPE | Nestable corrugated metal pipe, 16 ga, 18" pipe | LF | 50.68
334100406660 | UTILITIES | STORM DRAINAGE | PIPE | Nestable corrugated metal pipe, 16 ga, 24" pipe | LF | 68.02
334100406670 | UTILITIES | STORM DRAINAGE | PIPE | Nestable corrugated metal pipe, 16 ga, 30" pipe | LF | 81.99
334100406680 | UTILITIES | STORM DRAINAGE | PIPE | Nestable corrugated metal pipe, 14 ga, 36" pipe | LF | 94.04
334100409700 | UTILITIES | STORM DRAINAGE | PIPE | Headwalls, CIP, 30 deg wingwall, for 12" pipe | EA | 663
334100409740 | UTILITIES | STORM DRAINAGE | PIPE | Headwalls, CIP, 30 deg wingwall, for 15" pipe | EA | 761
334100409750 | UTILITIES | STORM DRAINAGE | PIPE | Headwalls, CIP, 30 deg wingwall, for 18" pipe | EA | 914
334100409760 | UTILITIES | STORM DRAINAGE | PIPE | Headwalls, CIP, 30 deg wingwall, for 24" pipe | EA | 1246
334100409770 | UTILITIES | STORM DRAINAGE | PIPE | Headwalls, CIP, 30 deg wingwall, for 30" pipe | EA | 1491
334100409780 | UTILITIES | STORM DRAINAGE | PIPE | Headwalls, CIP, 30 deg wingwall, for 36" pipe | EA | 1731
334100409790 | UTILITIES | STORM DRAINAGE | PIPE | Headwalls, CIP, 30 deg wingwall, for 42" pipe | EA | 2061
334100409800 | UTILITIES | STORM DRAINAGE | PIPE | Headwalls, CIP, 30 deg wingwall, for 48" pipe | EA | 2300
334100409810 | UTILITIES | STORM DRAINAGE | PIPE | Headwalls, CIP, 30 deg wingwall, for 54" pipe | EA | 2664
334100409820 | UTILITIES | STORM DRAINAGE | PIPE | Headwalls, CIP, 30 deg wingwall, for 60" pipe | EA | 3193
334100409900 | UTILITIES | STORM DRAINAGE | PIPE | 4" cleanout for storm drain, 4" pipe | EA | 878
334100409910 | UTILITIES | STORM DRAINAGE | PIPE | 4" cleanout for storm drain, 6" pipe | EA | 1053
334100409920 | UTILITIES | STORM DRAINAGE | PIPE | 4" cleanout for storm drain, 8" pipe | EA | 1429
334100409930 | UTILITIES | STORM DRAINAGE | PIPE | Connect new drain line to existing manhole | EA | 357
334100409940 | UTILITIES | STORM DRAINAGE | PIPE | Connect new drain line to new manhole | EA | 249
334413101030 | UTILITIES | DRAINAGE AND CONTAINMENT | CATCH BASINS | Concrete catch basin, CIP, 3'8"x 3'8", 6" wall, 2'deep | EA | 1474
334413101040 | UTILITIES | DRAINAGE AND CONTAINMENT | CATCH BASINS | Concrete catch basin, CIP, 3'8"x 3'8", 6" wall, 3'deep | EA | 1679
334413101050 | UTILITIES | DRAINAGE AND CONTAINMENT | CATCH BASINS | Concrete catch basin, CIP, 3'8"x 3'8", 6" wall, 4'deep | EA | 2210
334413101060 | UTILITIES | DRAINAGE AND CONTAINMENT | CATCH BASINS | Concrete catch basin, CIP, 3'8"x 3'8", 6" wall, 5'deep | EA | 2403
334413101070 | UTILITIES | DRAINAGE AND CONTAINMENT | CATCH BASINS | Concrete catch basin, CIP, 3'8"x 3'8", 6" wall, 6'deep | EA | 2777
334413101210 | UTILITIES | DRAINAGE AND CONTAINMENT | CATCH BASINS | Concrete catch basin, CIP, 4'x4', 8" wall, 2' deep | EA | 1512
334413101220 | UTILITIES | DRAINAGE AND CONTAINMENT | CATCH BASINS | Concrete catch basin, CIP, 4'x4', 8" wall, 3' deep | EA | 1768
334413101230 | UTILITIES | DRAINAGE AND CONTAINMENT | CATCH BASINS | Concrete catch basin, CIP, 4'x4', 8" wall, 4' deep | EA | 2349
334413101240 | UTILITIES | DRAINAGE AND CONTAINMENT | CATCH BASINS | Concrete catch basin, CIP, 4'x4', 8" wall, 5' deep | EA | 2536
334413101250 | UTILITIES | DRAINAGE AND CONTAINMENT | CATCH BASINS | Concrete catch basin, CIP, 4'x4', 8" wall, 6' deep | EA | 2908
334413105020 | UTILITIES | DRAINAGE AND CONTAINMENT | CATCH BASINS | Catch basin, Frames & covers, CI, 24" dia | EA | 637
334413105030 | UTILITIES | DRAINAGE AND CONTAINMENT | CATCH BASINS | Catch basin, Frames & covers, CI, 26" dia | EA | 684
334413105040 | UTILITIES | DRAINAGE AND CONTAINMENT | CATCH BASINS | Catch basin, Frames & covers, CI, 28" dia | EA | 790
334413105100 | UTILITIES | DRAINAGE AND CONTAINMENT | CATCH BASINS | Catch basin, Frames & covers, CI, rect, 23"x23" | EA | 576
334413105120 | UTILITIES | DRAINAGE AND CONTAINMENT | CATCH BASINS | Catch basin, Frames & covers, CI, rect, 27"x20" | EA | 668
334413105130 | UTILITIES | DRAINAGE AND CONTAINMENT | CATCH BASINS | Catch basin, Frames & covers, CI, rect, 24"x24" | EA | 653
334413105140 | UTILITIES | DRAINAGE AND CONTAINMENT | CATCH BASINS | Catch basin, Frames & covers, CI, rect, 26"x26" | EA | 698
334413105210 | UTILITIES | DRAINAGE AND CONTAINMENT | CATCH BASINS | Catch basin, curb inlet frames & covers, 27"x27" | EA | 1003
334413105220 | UTILITIES | DRAINAGE AND CONTAINMENT | CATCH BASINS | Catch basin, curb inlet frames & covers, 24"x36" | EA | 775
334413105230 | UTILITIES | DRAINAGE AND CONTAINMENT | CATCH BASINS | Catch basin, curb inlet frames & covers, 24"x25" | EA | 731
334413105240 | UTILITIES | DRAINAGE AND CONTAINMENT | CATCH BASINS | Catch basin, curb inlet frames & covers, 24"x22" | EA | 653
334413105250 | UTILITIES | DRAINAGE AND CONTAINMENT | CATCH BASINS | Catch basin, curb inlet frames & covers, 20"x22" | EA | 805
334413109140 | UTILITIES | DRAINAGE AND CONTAINMENT | CATCH BASINS | Airfield catch basin frame & grate, galv, 2'x4' | EA | 1025
334413109160 | UTILITIES | DRAINAGE AND CONTAINMENT | CATCH BASINS | Airfield catch basin frame & grate, galv, 2'x2' | EA | 766
334619001500 | UTILITIES | STORMWATER MANAGEMENT | UNDERDRAIN | Drain tile, clay, 6" pipe | LF | 13.52
334619001520 | UTILITIES | STORMWATER MANAGEMENT | UNDERDRAIN | Drain tile, clay, 8" pipe | LF | 17.29
334619001530 | UTILITIES | STORMWATER MANAGEMENT | UNDERDRAIN | Drain tile, clay, 12" pipe | LF | 27.25
334619001600 | UTILITIES | STORMWATER MANAGEMENT | UNDERDRAIN | Drain tile, porous concrete, 6" pipe | LF | 16.68
334619001620 | UTILITIES | STORMWATER MANAGEMENT | UNDERDRAIN | Drain tile, porous concrete, 8" pipe | LF | 17.76
334619001630 | UTILITIES | STORMWATER MANAGEMENT | UNDERDRAIN | Drain tile, porous concrete, 12" pipe | LF | 21.47
334619001640 | UTILITIES | STORMWATER MANAGEMENT | UNDERDRAIN | Drain tile, porous concrete, 15" pipe | LF | 32.79
334619001650 | UTILITIES | STORMWATER MANAGEMENT | UNDERDRAIN | Drain tile, porous concrete, 18" pipe | LF | 42.42
334619001810 | UTILITIES | STORMWATER MANAGEMENT | UNDERDRAIN | Corrugated metal pipe, perforated type, 6" pipe | LF | 17.4
334619001820 | UTILITIES | STORMWATER MANAGEMENT | UNDERDRAIN | Corrugated metal pipe, perforated type, 8" pipe | LF | 19.42
334619001830 | UTILITIES | STORMWATER MANAGEMENT | UNDERDRAIN | Corrugated metal pipe, perforated type, 10" pipe | LF | 22.08
334619001840 | UTILITIES | STORMWATER MANAGEMENT | UNDERDRAIN | Corrugated metal pipe, perforated type, 12" pipe | LF | 27.76
334619001860 | UTILITIES | STORMWATER MANAGEMENT | UNDERDRAIN | Corrugated metal pipe, perforated type, 18" pipe | LF | 32.51
334619002000 | UTILITIES | STORMWATER MANAGEMENT | UNDERDRAIN | Perforated clay pipe, 6" pipe | LF | 16.92
334619002020 | UTILITIES | STORMWATER MANAGEMENT | UNDERDRAIN | Perforated clay pipe, 8" pipe | LF | 18.35
334619002030 | UTILITIES | STORMWATER MANAGEMENT | UNDERDRAIN | Perforated clay pipe, 12" pipe | LF | 26.75
334619002500 | UTILITIES | STORMWATER MANAGEMENT | UNDERDRAIN | Drain tile, concrete, 6" pipe | LF | 12.5
334619002520 | UTILITIES | STORMWATER MANAGEMENT | UNDERDRAIN | Drain tile, concrete, 8" pipe | LF | 15.47
334619002530 | UTILITIES | STORMWATER MANAGEMENT | UNDERDRAIN | Drain tile, concrete, 12" pipe | LF | 23.43
334619005000 | UTILITIES | STORMWATER MANAGEMENT | UNDERDRAIN | Perforated rigid PVC underdrain pipe, 4" pipe | LF | 8.27
334619005100 | UTILITIES | STORMWATER MANAGEMENT | UNDERDRAIN | Perforated rigid PVC underdrain pipe, 6" pipe | LF | 11.67
334619005150 | UTILITIES | STORMWATER MANAGEMENT | UNDERDRAIN | Perforated rigid PVC underdrain pipe, 8" pipe | LF | 14.9
334619005200 | UTILITIES | STORMWATER MANAGEMENT | UNDERDRAIN | Perforated rigid PVC underdrain pipe, 10" pipe | LF | 19.63
334619005210 | UTILITIES | STORMWATER MANAGEMENT | UNDERDRAIN | Perforated rigid PVC underdrain pipe, 12" pipe | LF | 26.77
334619007000 | UTILITIES | STORMWATER MANAGEMENT | UNDERDRAIN | Underslash drainage, crushed stone, 3" thick | SF | 1.54
334619007120 | UTILITIES | STORMWATER MANAGEMENT | UNDERDRAIN | Underslash drainage, crushed stone, 4" thick | SF | 1.85
334619007140 | UTILITIES | STORMWATER MANAGEMENT | UNDERDRAIN | Underslash drainage, crushed stone, 6" thick | SF | 2.22
334619007160 | UTILITIES | STORMWATER MANAGEMENT | UNDERDRAIN | Underslash drainage, crushed stone, 8" thick | SF | 2.52
334619007180 | UTILITIES | STORMWATER MANAGEMENT | UNDERDRAIN | Plastic filter fabric for drain lines | SF | 1.2
334619009000 | UTILITIES | STORMWATER MANAGEMENT | UNDERDRAIN | Gravel fill in trench, crushed or bank run, 3/4" | CY | 128
335100101010 | UTILITIES | ENERGY DISTRIBUTION | GAS DISTRIBUTION | Gas line, polyethylene, 60 psi coils, 1-1/4" dia | LF | 8.1
335100101020 | UTILITIES | ENERGY DISTRIBUTION | GAS DISTRIBUTION | Gas line, polyethylene, 60 psi coils, 1-1/2" dia | LF | 9.29
335100101030 | UTILITIES | ENERGY DISTRIBUTION | GAS DISTRIBUTION | Gas line, polyethylene, 60 psi coils, 2" dia | LF | 11.1
335100101040 | UTILITIES | ENERGY DISTRIBUTION | GAS DISTRIBUTION | Gas line, polyethylene, 60 psi coils, 3" dia | LF | 16.67
335100101050 | UTILITIES | ENERGY DISTRIBUTION | GAS DISTRIBUTION | Gas line, polyethylene, 30' pipe length, 3" dia | LF | 16.9
335100101060 | UTILITIES | ENERGY DISTRIBUTION | GAS DISTRIBUTION | Gas line, polyethylene, 30' pipe length, 4" dia | LF | 22.04
335100101070 | UTILITIES | ENERGY DISTRIBUTION | GAS DISTRIBUTION | Gas line, polyethylene, 30' pipe length, 6" dia | LF | 32.08
335100101080 | UTILITIES | ENERGY DISTRIBUTION | GAS DISTRIBUTION | Gas line, polyethylene, 30' pipe length, 8" dia | LF | 49.68
335100102010 | UTILITIES | ENERGY DISTRIBUTION | GAS DISTRIBUTION | Gas line, steel, sch 40, plain end, 1" dia | LF | 13.44
335100102020 | UTILITIES | ENERGY DISTRIBUTION | GAS DISTRIBUTION | Gas line, steel, sch 40, plain end, 2" dia | LF | 18.07
335100102030 | UTILITIES | ENERGY DISTRIBUTION | GAS DISTRIBUTION | Gas line, steel, sch 40, plain end, 3" dia | LF | 23.17
335100102040 | UTILITIES | ENERGY DISTRIBUTION | GAS DISTRIBUTION | Gas line, steel, sch 40, plain end, 4" dia | LF | 40.86
335100102050 | UTILITIES | ENERGY DISTRIBUTION | GAS DISTRIBUTION | Gas line, steel, sch 40, plain end, 5" dia | LF | 57.84
335100102060 | UTILITIES | ENERGY DISTRIBUTION | GAS DISTRIBUTION | Gas line, steel, sch 40, plain end, 6" dia | LF | 72.9
335100102070 | UTILITIES | ENERGY DISTRIBUTION | GAS DISTRIBUTION | Gas line, steel, sch 40, plain end, 8" dia | LF | 86.52
335100105050 | UTILITIES | ENERGY DISTRIBUTION | GAS DISTRIBUTION | Natural gas meter, digital, 250 cfh @ 5 lb | EA | 390
335100105060 | UTILITIES | ENERGY DISTRIBUTION | GAS DISTRIBUTION | Natural gas meter, digital, 425 cfh @ 10 lbs | EA | 709
335100105080 | UTILITIES | ENERGY DISTRIBUTION | GAS DISTRIBUTION | Natural gas meter, digital, 800 cfh @ 20 lbs | EA | 969
335100105090 | UTILITIES | ENERGY DISTRIBUTION | GAS DISTRIBUTION | Natural gas meter, digital, 1000 cfh @ 25 lbs | EA | 2425
335100105130 | UTILITIES | ENERGY DISTRIBUTION | GAS DISTRIBUTION | Natural gas meter, digital, 1400 cfh @ 100 lbs | EA | 5391
335100105140 | UTILITIES | ENERGY DISTRIBUTION | GAS DISTRIBUTION | Natural gas meter, digital, 2300 cfh @ 100 lbs | EA | 7537
335100105150 | UTILITIES | ENERGY DISTRIBUTION | GAS DISTRIBUTION | Natural gas meter, digital, 5000 cfh @ 100 lbs | EA | 11306
335100105510 | UTILITIES | ENERGY DISTRIBUTION | GAS DISTRIBUTION | Gas pressure regulators, threaded, 3/4" | EA | 186
335100105520 | UTILITIES | ENERGY DISTRIBUTION | GAS DISTRIBUTION | Gas pressure regulators, threaded, 1" | EA | 227
335100105530 | UTILITIES | ENERGY DISTRIBUTION | GAS DISTRIBUTION | Gas pressure regulators, threaded, 1-1/4" | EA | 231
335100105540 | UTILITIES | ENERGY DISTRIBUTION | GAS DISTRIBUTION | Gas pressure regulators, threaded, 1-1/2" | EA | 679
335100105560 | UTILITIES | ENERGY DISTRIBUTION | GAS DISTRIBUTION | Gas pressure regulators, threaded, 2" | EA | 727
335100105570 | UTILITIES | ENERGY DISTRIBUTION | GAS DISTRIBUTION | Gas pressure regulators, flanged, 3" | EA | 2531
335100105580 | UTILITIES | ENERGY DISTRIBUTION | GAS DISTRIBUTION | Gas pressure regulators, flanged, 4" | EA | 3747
335600101000 | UTILITIES | HYDROCARBON STORAGE | STORAGE TANKS | Oil storage tank, steel, underground, 500 gals | EA | 5697
335600101020 | UTILITIES | HYDROCARBON STORAGE | STORAGE TANKS | Oil storage tank, steel, underground, 1000 gals | EA | 7737
335600101040 | UTILITIES | HYDROCARBON STORAGE | STORAGE TANKS | Oil storage tank, steel, underground, 4000 gals | EA | 12122
335600101060 | UTILITIES | HYDROCARBON STORAGE | STORAGE TANKS | Oil storage tank, steel, underground, 5000 gals | EA | 14598
335600101080 | UTILITIES | HYDROCARBON STORAGE | STORAGE TANKS | Oil storage tank, steel, underground, 10000 gals | EA | 26381
335600102000 | UTILITIES | HYDROCARBON STORAGE | STORAGE TANKS | Oil tank, fiberglass double wall, 550 gals | EA | 15451
335600102020 | UTILITIES | HYDROCARBON STORAGE | STORAGE TANKS | Oil tank, fiberglass double wall, 1000 gals | EA | 19700
335600102030 | UTILITIES | HYDROCARBON STORAGE | STORAGE TANKS | Oil tank, fiberglass double wall, 2000 gals | EA | 21638
335600102060 | UTILITIES | HYDROCARBON STORAGE | STORAGE TANKS | Oil tank, fiberglass double wall, 4000 gals | EA | 25858
335600102080 | UTILITIES | HYDROCARBON STORAGE | STORAGE TANKS | Oil tank, fiberglass double wall, 6000 gals | EA | 28642
335600102090 | UTILITIES | HYDROCARBON STORAGE | STORAGE TANKS | Oil tank, fiberglass double wall, 8000 gals | EA | 33023
335600102095 | UTILITIES | HYDROCARBON STORAGE | STORAGE TANKS | Oil tank, fiberglass double wall, 10000 gals | EA | 34648
335600102100 | UTILITIES | HYDROCARBON STORAGE | STORAGE TANKS | Oil tank, fiberglass double wall, 12000 gals | EA | 38662
335600102120 | UTILITIES | HYDROCARBON STORAGE | STORAGE TANKS | Oil tank, fiberglass double wall, 15000 gals | EA | 42987
335600102140 | UTILITIES | HYDROCARBON STORAGE | STORAGE TANKS | Oil tank, fiberglass double wall, 20000 gals | EA | 51879
335600102540 | UTILITIES | HYDROCARBON STORAGE | STORAGE TANKS | Oil tank, steel, above ground, 275 gals | EA | 3342
335600102560 | UTILITIES | HYDROCARBON STORAGE | STORAGE TANKS | Oil tank, steel, above ground, 500 gals | EA | 8062
335600102570 | UTILITIES | HYDROCARBON STORAGE | STORAGE TANKS | Oil tank, steel, above ground, 1000 gals | EA | 10906
335600102580 | UTILITIES | HYDROCARBON STORAGE | STORAGE TANKS | Oil tank, steel, above ground, 1500 gals | EA | 13897
335600102590 | UTILITIES | HYDROCARBON STORAGE | STORAGE TANKS | Oil tank, steel, above ground, 2000 gals | EA | 17268
335600102620 | UTILITIES | HYDROCARBON STORAGE | STORAGE TANKS | Oil tank, steel, above ground, 5000 gals | EA | 20668
335600103020 | UTILITIES | HYDROCARBON STORAGE | STORAGE TANKS | Oil tank, fill cap | EA | 273
335600103040 | UTILITIES | HYDROCARBON STORAGE | STORAGE TANKS | Oil tank, vent cap | EA | 273
335600103100 | UTILITIES | HYDROCARBON STORAGE | STORAGE TANKS | Oil tank, level indicator | EA | 371
336333000120 | UTILITIES | STEAM ENERGY DISTRIBUTION | STEAM METERS | In-line turbine, direct reading, 300 lb, flanged, 2" | EA | 4818
336333000130 | UTILITIES | STEAM ENERGY DISTRIBUTION | STEAM METERS | In-line turbine, direct reading, 300 lb, flanged, 3" | EA | 5192
336333000140 | UTILITIES | STEAM ENERGY DISTRIBUTION | STEAM METERS | In-line turbine, direct reading, 300 lb, flanged, 4" | EA | 5726
336333000150 | UTILITIES | STEAM ENERGY DISTRIBUTION | STEAM METERS | In-line turbine, 300 lb, threaded 2" on 5" line | EA | 9805
336333000170 | UTILITIES | STEAM ENERGY DISTRIBUTION | STEAM METERS | In-line turbine, 300 lb, threaded 2" on 6" line | EA | 9975
336333000180 | UTILITIES | STEAM ENERGY DISTRIBUTION | STEAM METERS | In-line turbine, 300 lb, threaded 2" on 8" line | EA | 10143
336333000190 | UTILITIES | STEAM ENERGY DISTRIBUTION | STEAM METERS | In-line turbine, 300 lb, threaded 2" on 10" line | EA | 10647
336333000200 | UTILITIES | STEAM ENERGY DISTRIBUTION | STEAM METERS | In-line turbine, 300 lb, threaded 2" on 12" line | EA | 10814
336333000210 | UTILITIES | STEAM ENERGY DISTRIBUTION | STEAM METERS | In-line turbine, 300 lb, threaded 2" on 14" line | EA | 11152
336333000220 | UTILITIES | STEAM ENERGY DISTRIBUTION | STEAM METERS | In-line turbine, 300 lb, threaded 2" on 16" line | EA | 11824
337116001000 | UTILITIES | POWER & COMMUNICATIONS | UTILITY POLES & FITTINGS | Wood pole, creosoted, 25' | EA | 704
337116001030 | UTILITIES | POWER & COMMUNICATIONS | UTILITY POLES & FITTINGS | Wood pole, creosoted, 40' | EA | 1268
337116001060 | UTILITIES | POWER & COMMUNICATIONS | UTILITY POLES & FITTINGS | Wood pole, creosoted, 55' | EA | 2152
337116001070 | UTILITIES | POWER & COMMUNICATIONS | UTILITY POLES & FITTINGS | Utility pole, treated, wood preservative, 6"x 6", 8' | EA | 134
337116001120 | UTILITIES | POWER & COMMUNICATIONS | UTILITY POLES & FITTINGS | Utility pole, treated, wood preservative, 6"x 6", 16' | EA | 358
337116001150 | UTILITIES | POWER & COMMUNICATIONS | UTILITY POLES & FITTINGS | Utility pole, treated, wood preservative, 6"x 6", 20' | EA | 487
337116001160 | UTILITIES | POWER & COMMUNICATIONS | UTILITY POLES & FITTINGS | Utility pole, aluminum, brushed, no base, 8' | EA | 932
337116001190 | UTILITIES | POWER & COMMUNICATIONS | UTILITY POLES & FITTINGS | Utility pole, aluminum, brushed, no base, 20' | EA | 1460
337116001230 | UTILITIES | POWER & COMMUNICATIONS | UTILITY POLES & FITTINGS | Utility pole, aluminum, brushed, no base, 40' | EA | 4043
337116001240 | UTILITIES | POWER & COMMUNICATIONS | UTILITY POLES & FITTINGS | Utility pole, steel, no base, 10' | EA | 1292
337116001250 | UTILITIES | POWER & COMMUNICATIONS | UTILITY POLES & FITTINGS | Utility pole, steel, no base, 20' | EA | 1903
337116001300 | UTILITIES | POWER & COMMUNICATIONS | UTILITY POLES & FITTINGS | Utility pole, steel, no base, 35' | EA | 3188
337116002020 | UTILITIES | POWER & COMMUNICATIONS | UTILITY POLES & FITTINGS | Utility pole, concrete, no base, 13' | EA | 1838
337116002100 | UTILITIES | POWER & COMMUNICATIONS | UTILITY POLES & FITTINGS | Utility pole, concrete, no base, 30' | EA | 4708
337116002180 | UTILITIES | POWER & COMMUNICATIONS | UTILITY POLES & FITTINGS | Utility pole, concrete, no base, 50' | EA | 9540
337116002220 | UTILITIES | POWER & COMMUNICATIONS | UTILITY POLES & FITTINGS | Utility pole, concrete, no base, 60' | EA | 11829
337119001000 | UTILITIES | POWER & COMMUNICATIONS | ELECTRIC MANHOLES | Precast, handhole, 4' deep, 2'x2' | EA | 972
337119001020 | UTILITIES | POWER & COMMUNICATIONS | ELECTRIC MANHOLES | Precast, handhole, 4' deep, 3'x3' | EA | 1392
337119001040 | UTILITIES | POWER & COMMUNICATIONS | ELECTRIC MANHOLES | Precast, handhole, 4' deep, 4'x4' | EA | 2820
337119001080 | UTILITIES | POWER & COMMUNICATIONS | ELECTRIC MANHOLES | Power manhole, complete, pre-cast, 8' deep, 4'x4' | EA | 3968
337119001100 | UTILITIES | POWER & COMMUNICATIONS | ELECTRIC MANHOLES | Power manhole, complete, pre-cast, 8' deep, 6'x6' | EA | 5432
337119001140 | UTILITIES | POWER & COMMUNICATIONS | ELECTRIC MANHOLES | Power manhole, complete, pre-cast, 8' deep, 8'x8' | EA | 6161
337119001180 | UTILITIES | POWER & COMMUNICATIONS | ELECTRIC MANHOLES | Power manhole, complete, pre-cast, 6' deep, 9'x 12' | EA | 6988
337119002000 | UTILITIES | POWER & COMMUNICATIONS | ELECTRIC MANHOLES | Cast in place, power manhole, 8' deep, 4'x4' | EA | 4433
337119002020 | UTILITIES | POWER & COMMUNICATIONS | ELECTRIC MANHOLES | Cast in place, power manhole, 8' deep, 6'x6' | EA | 5916
337119002040 | UTILITIES | POWER & COMMUNICATIONS | ELECTRIC MANHOLES | Cast in place, power manhole, 8' deep, 8'x8' | EA | 6451
341113001010 | TRANSPORTATION | BASE COURSES AND BALLASTS | RAILROAD WORK | Rail, 90 lb | LF | 39.75
341113001020 | TRANSPORTATION | BASE COURSES AND BALLASTS | RAILROAD WORK | Rail, 100 lb | LF | 45.16
341113001030 | TRANSPORTATION | BASE COURSES AND BALLASTS | RAILROAD WORK | Rail, 115 lb | LF | 50.65
341113001080 | TRANSPORTATION | BASE COURSES AND BALLASTS | RAILROAD WORK | Rail, 132 lb | LF | 56.14
341113001100 | TRANSPORTATION | BASE COURSES AND BALLASTS | RAILROAD WORK | Rail relay, 90 lb | LF | 19.09
341113001120 | TRANSPORTATION | BASE COURSES AND BALLASTS | RAILROAD WORK | Rail relay, 100 lb | LF | 21
341113001140 | TRANSPORTATION | BASE COURSES AND BALLASTS | RAILROAD WORK | Rail relay, 115 lb | LF | 25.17
341113001160 | TRANSPORTATION | BASE COURSES AND BALLASTS | RAILROAD WORK | Rail relay, 132 lb | LF | 30.14
341113001540 | TRANSPORTATION | BASE COURSES AND BALLASTS | RAILROAD WORK | Rail, new angle bars, per pair, 90 lb | EA | 144
341113001560 | TRANSPORTATION | BASE COURSES AND BALLASTS | RAILROAD WORK | Rail, new angle bars, per pair, 100 lb | EA | 155
341113001600 | TRANSPORTATION | BASE COURSES AND BALLASTS | RAILROAD WORK | Rail, new angle bars, per pair, 115 lb | EA | 199
341113001620 | TRANSPORTATION | BASE COURSES AND BALLASTS | RAILROAD WORK | Rail, new angle bars, per pair, 132 lb | EA | 229
341113001640 | TRANSPORTATION | BASE COURSES AND BALLASTS | RAILROAD WORK | Rail, angle bar relay, 90 lb | EA | 60.61
341113001660 | TRANSPORTATION | BASE COURSES AND BALLASTS | RAILROAD WORK | Rail, angle bar relay, 100 lb | EA | 61.68
341113001680 | TRANSPORTATION | BASE COURSES AND BALLASTS | RAILROAD WORK | Rail, angle bar relay, 115 lb | EA | 64.73
341113001700 | TRANSPORTATION | BASE COURSES AND BALLASTS | RAILROAD WORK | Rail, angle bar relay, 132 lb | EA | 68.84
341113002020 | TRANSPORTATION | BASE COURSES AND BALLASTS | RAILROAD WORK | Rail, new tie plates, 90 lb | EA | 20.39
341113002040 | TRANSPORTATION | BASE COURSES AND BALLASTS | RAILROAD WORK | Rail, new tie plates, 100 lb | EA | 21.23
341113002060 | TRANSPORTATION | BASE COURSES AND BALLASTS | RAILROAD WORK | Rail, new tie plates, 115 lb | EA | 23.13
341113002080 | TRANSPORTATION | BASE COURSES AND BALLASTS | RAILROAD WORK | Rail, new tie plates, 132 lb | EA | 24.5
341113002100 | TRANSPORTATION | BASE COURSES AND BALLASTS | RAILROAD WORK | Rail, tie plate realy, 90 lb | EA | 7.28
341113002120 | TRANSPORTATION | BASE COURSES AND BALLASTS | RAILROAD WORK | Rail, tie plate relay, 100 lb | EA | 9.72
341113002140 | TRANSPORTATION | BASE COURSES AND BALLASTS | RAILROAD WORK | Rail, tie plate relay, 115 lb | EA | 9.72
341113002180 | TRANSPORTATION | BASE COURSES AND BALLASTS | RAILROAD WORK | Rail, tie plate relay, 132 lb | EA | 11.69
341113002250 | TRANSPORTATION | BASE COURSES AND BALLASTS | RAILROAD WORK | Rail, track accessories, wooden cross ties, 8' | EA | 82.59
341113002260 | TRANSPORTATION | BASE COURSES AND BALLASTS | RAILROAD WORK | Rail, track accessories, concrete cross ties, 8' | EA | 200
341113002280 | TRANSPORTATION | BASE COURSES AND BALLASTS | RAILROAD WORK | Rail, track accessories, tie plugs, 5" | EA | 9.93
341113002300 | TRANSPORTATION | BASE COURSES AND BALLASTS | RAILROAD WORK | Rail, track accessories, track bolts & nuts, 1" | EA | 8.27
341113002320 | TRANSPORTATION | BASE COURSES AND BALLASTS | RAILROAD WORK | Rail, track accessories, lockwashers, 1" | EA | 2.52
341113002340 | TRANSPORTATION | BASE COURSES AND BALLASTS | RAILROAD WORK | Rail, track accessories, track spikes, 6" | EA | 5.34
341113002360 | TRANSPORTATION | BASE COURSES AND BALLASTS | RAILROAD WORK | Rail, track accessories, wooden switch ties | BF | 4.02
341113002380 | TRANSPORTATION | BASE COURSES AND BALLASTS | RAILROAD WORK | Rail, track accessories, rail anchors | EA | 10.7
341113002400 | TRANSPORTATION | BASE COURSES AND BALLASTS | RAILROAD WORK | Rail, track accessories, ballast | TON | 41
341113002420 | TRANSPORTATION | BASE COURSES AND BALLASTS | RAILROAD WORK | Rail, track accessories, gauge rods | EA | 70.61
341113002460 | TRANSPORTATION | BASE COURSES AND BALLASTS | RAILROAD WORK | Rail, track accessories, compromise splice bars | EA | 740
341113003020 | TRANSPORTATION | BASE COURSES AND BALLASTS | RAILROAD WORK | Rail, turnout, 90 lb | EA | 25874
341113003060 | TRANSPORTATION | BASE COURSES AND BALLASTS | RAILROAD WORK | Rail, turnout, 100 lb | EA | 27073
341113003080 | TRANSPORTATION | BASE COURSES AND BALLASTS | RAILROAD WORK | Rail, turnout, 110 lb | EA | 28859
341113003100 | TRANSPORTATION | BASE COURSES AND BALLASTS | RAILROAD WORK | Rail, turnout, 115 lb | EA | 29454
341113003120 | TRANSPORTATION | BASE COURSES AND BALLASTS | RAILROAD WORK | Rail, turnout, 132 lb | EA | 31836
341113003160 | TRANSPORTATION | BASE COURSES AND BALLASTS | RAILROAD WORK | Rail, turnout relay, 90 lb | EA | 17824
341113003180 | TRANSPORTATION | BASE COURSES AND BALLASTS | RAILROAD WORK | Rail, turnout relay, 100 lb | EA | 19308
341113003200 | TRANSPORTATION | BASE COURSES AND BALLASTS | RAILROAD WORK | Rail, turnout relay, 110 lb | EA | 19912
341113003220 | TRANSPORTATION | BASE COURSES AND BALLASTS | RAILROAD WORK | Rail, turnout relay, 115 lb | EA | 20801
341113003240 | TRANSPORTATION | BASE COURSES AND BALLASTS | RAILROAD WORK | Rail, turnout relay, 132 lb | EA | 22293
341113003320 | TRANSPORTATION | BASE COURSES AND BALLASTS | RAILROAD WORK | Railroad track in place, complete, new rail, 90 lb | LF | 316
341113003340 | TRANSPORTATION | BASE COURSES AND BALLASTS | RAILROAD WORK | Railroad track in place, complete, new rail, 100 lb | LF | 316
341113003360 | TRANSPORTATION | BASE COURSES AND BALLASTS | RAILROAD WORK | Railroad track in place, complete, new rail, 110 lb | LF | 319
341113003380 | TRANSPORTATION | BASE COURSES AND BALLASTS | RAILROAD WORK | Railroad track in place, complete, new rail, 115 lb | LF | 332
341113003400 | TRANSPORTATION | BASE COURSES AND BALLASTS | RAILROAD WORK | Railroad track in place, complete, new rail, 132 lb | LF | 334
341113003420 | TRANSPORTATION | BASE COURSES AND BALLASTS | RAILROAD WORK | Railroad track in place, complete, rail relay, 90 lb | LF | 194
341113003440 | TRANSPORTATION | BASE COURSES AND BALLASTS | RAILROAD WORK | Railroad track in place, complete, rail relay, 100 lb | LF | 209
341113003450 | TRANSPORTATION | BASE COURSES AND BALLASTS | RAILROAD WORK | Railroad track in place, complete, rail relay, 110 lb | LF | 209
341113003460 | TRANSPORTATION | BASE COURSES AND BALLASTS | RAILROAD WORK | Railroad track in place, complete, rail relay, 115 lb | LF | 225
341113003500 | TRANSPORTATION | BASE COURSES AND BALLASTS | RAILROAD WORK | Railroad track in place, complete, rail relay, 132 lb | LF | 231
341113003520 | TRANSPORTATION | BASE COURSES AND BALLASTS | RAILROAD WORK | Railroad track in place, comp, no. 8 turnout, 90 lb | EA | 58196
341113003540 | TRANSPORTATION | BASE COURSES AND BALLASTS | RAILROAD WORK | Railroad track in place, comp, no. 8 turnout, 100 lb | EA | 64175
341113003560 | TRANSPORTATION | BASE COURSES AND BALLASTS | RAILROAD WORK | Railroad track in place, comp, no. 8 turnout, 110 lb | EA | 69866
341113003580 | TRANSPORTATION | BASE COURSES AND BALLASTS | RAILROAD WORK | Railroad track in place, comp, no. 8 turnout, 115 lb | EA | 71291
341113003600 | TRANSPORTATION | BASE COURSES AND BALLASTS | RAILROAD WORK | Railroad track in place, comp, no. 8 turnout, 132 lb | EA | 72715
341113003620 | TRANSPORTATION | BASE COURSES AND BALLASTS | RAILROAD WORK | RR track in place, comp, no. 8 turnout relay, 90 lb | EA | 43595
341113003640 | TRANSPORTATION | BASE COURSES AND BALLASTS | RAILROAD WORK | RR track in place, comp, no. 8 turnout relay, 100 lb | EA | 45596
341113003650 | TRANSPORTATION | BASE COURSES AND BALLASTS | RAILROAD WORK | RR track in place, comp, no. 8 turnout relay, 110 lb | EA | 47677
341113003660 | TRANSPORTATION | BASE COURSES AND BALLASTS | RAILROAD WORK | RR track in place, comp, no. 8 turnout relay, 115 lb | EA | 52524
341113003700 | TRANSPORTATION | BASE COURSES AND BALLASTS | RAILROAD WORK | RR track in place, comp, no. 8 turnout relay, 132 lb | EA | 55566
341113004020 | TRANSPORTATION | BASE COURSES AND BALLASTS | RAILROAD WORK | RR crossing, asphalt, 8" thick, incl track, 12' road | EA | 2143
341113004040 | TRANSPORTATION | BASE COURSES AND BALLASTS | RAILROAD WORK | RR crossing, asphalt, 8" thick, incl track, 15' road | EA | 2490
341113004060 | TRANSPORTATION | BASE COURSES AND BALLASTS | RAILROAD WORK | RR crossing, asphalt, 8" thick, incl track, 18' road | EA | 2909
341113004080 | TRANSPORTATION | BASE COURSES AND BALLASTS | RAILROAD WORK | RR crossing, asphalt, 8" thick, incl track, 21' road | EA | 3342
341113004100 | TRANSPORTATION | BASE COURSES AND BALLASTS | RAILROAD WORK | RR crossing, asphalt, 8" thick, incl track, 24' road | EA | 3945
341113004420 | TRANSPORTATION | BASE COURSES AND BALLASTS | RAILROAD WORK | Precast concrete inserts, 12' roadway | EA | 2363
341113004440 | TRANSPORTATION | BASE COURSES AND BALLASTS | RAILROAD WORK | Precast concrete inserts, 15' roadway | EA | 2853
341113004460 | TRANSPORTATION | BASE COURSES AND BALLASTS | RAILROAD WORK | Precast concrete inserts, 18' roadway | EA | 3464
341113004480 | TRANSPORTATION | BASE COURSES AND BALLASTS | RAILROAD WORK | Precast concrete inserts, 21' roadway | EA | 4418
341113004500 | TRANSPORTATION | BASE COURSES AND BALLASTS | RAILROAD WORK | Precast concrete inserts, 24' roadway | EA | 5276
341113004820 | TRANSPORTATION | BASE COURSES AND BALLASTS | RAILROAD WORK | Molded rubber, with headers, 12' roadway | EA | 11917
341113004840 | TRANSPORTATION | BASE COURSES AND BALLASTS | RAILROAD WORK | Molded rubber, with headers, 15' roadway | EA | 14902
341113004860 | TRANSPORTATION | BASE COURSES AND BALLASTS | RAILROAD WORK | Molded rubber, with headers, 18' roadway | EA | 17714
341113004880 | TRANSPORTATION | BASE COURSES AND BALLASTS | RAILROAD WORK | Molded rubber, with headers, 21' roadway | EA | 19592
341113004900 | TRANSPORTATION | BASE COURSES AND BALLASTS | RAILROAD WORK | Molded rubber, with headers, 24' roadway | EA | 23808
412213301010 | HANDLING EQUIPMENT | HOISTS AND CRANES | INDUSTRIAL HOISTS | Indust hoists, electric, light to medium, 500 lb | EA | 6693
412213301020 | HANDLING EQUIPMENT | HOISTS AND CRANES | INDUSTRIAL HOISTS | Indust hoists, electric, light to medium, 1000 lb | EA | 10367
412213301030 | HANDLING EQUIPMENT | HOISTS AND CRANES | INDUSTRIAL HOISTS | Indust hoists, electric, light to medium, 2000 lb | EA | 10734
412213301040 | HANDLING EQUIPMENT | HOISTS AND CRANES | INDUSTRIAL HOISTS | Indust hoists, electric, light to medium, 3000 lb | EA | 12741
412213301050 | HANDLING EQUIPMENT | HOISTS AND CRANES | INDUSTRIAL HOISTS | Indust hoists, electric, light to medium, 4000 lb | EA | 13058
412213301060 | HANDLING EQUIPMENT | HOISTS AND CRANES | INDUSTRIAL HOISTS | Indust hoists, electric, light to medium, 5000 lb | EA | 14081
412213301070 | HANDLING EQUIPMENT | HOISTS AND CRANES | INDUSTRIAL HOISTS | Indust hoists, electric, light to medium, 6000 lb | EA | 17783
412213301080 | HANDLING EQUIPMENT | HOISTS AND CRANES | INDUSTRIAL HOISTS | Indust hoists, electric, light to medium, 7500 lb | EA | 19883
412213301090 | HANDLING EQUIPMENT | HOISTS AND CRANES | INDUSTRIAL HOISTS | Indust hoists, electric, light to medium, 10000 lb | EA | 50698
412213301100 | HANDLING EQUIPMENT | HOISTS AND CRANES | INDUSTRIAL HOISTS | Indust hoists, electric, light to medium, 15000 lb | EA | 63470
412213301110 | HANDLING EQUIPMENT | HOISTS AND CRANES | INDUSTRIAL HOISTS | Indust hoists, electric, light to medium, 20000 lb | EA | 75029
412213301120 | HANDLING EQUIPMENT | HOISTS AND CRANES | INDUSTRIAL HOISTS | Indust hoists, electric, light to medium, 25000 lb | EA | 76062
412213301130 | HANDLING EQUIPMENT | HOISTS AND CRANES | INDUSTRIAL HOISTS | Indust hoists, electric, light to medium, 30000 lb | EA | 77861
412213301210 | HANDLING EQUIPMENT | HOISTS AND CRANES | INDUSTRIAL HOISTS | Indust hoists, electric, heavy duty, 500 lb | EA | 12869
412213301220 | HANDLING EQUIPMENT | HOISTS AND CRANES | INDUSTRIAL HOISTS | Indust hoists, electric, heavy duty, 1000 lb | EA | 17864
412213301240 | HANDLING EQUIPMENT | HOISTS AND CRANES | INDUSTRIAL HOISTS | Indust hoists, electric, heavy duty, 2000 lb | EA | 19720
412213301250 | HANDLING EQUIPMENT | HOISTS AND CRANES | INDUSTRIAL HOISTS | Indust hoists, electric, heavy duty, 3000 lb | EA | 20456
412213301260 | HANDLING EQUIPMENT | HOISTS AND CRANES | INDUSTRIAL HOISTS | Indust hoists, electric, heavy duty, 4000 lb | EA | 21372
412213301270 | HANDLING EQUIPMENT | HOISTS AND CRANES | INDUSTRIAL HOISTS | Indust hoists, electric, heavy duty, 5000 lb | EA | 21821
412213301280 | HANDLING EQUIPMENT | HOISTS AND CRANES | INDUSTRIAL HOISTS | Indust hoists, electric, heavy duty, 6000 lb | EA | 23612
412213301290 | HANDLING EQUIPMENT | HOISTS AND CRANES | INDUSTRIAL HOISTS | Indust hoists, electric, heavy duty, 7500 lb | EA | 27058
412213301300 | HANDLING EQUIPMENT | HOISTS AND CRANES | INDUSTRIAL HOISTS | Indust hoists, electric, heavy duty, 10,000 lb | EA | 28853
412213301310 | HANDLING EQUIPMENT | HOISTS AND CRANES | INDUSTRIAL HOISTS | Indust hoists, electric, heavy duty, 15,000 lb | EA | 34902
412213301320 | HANDLING EQUIPMENT | HOISTS AND CRANES | INDUSTRIAL HOISTS | Indust hoists, electric, heavy duty, 20,000 lb | EA | 42280
412213301330 | HANDLING EQUIPMENT | HOISTS AND CRANES | INDUSTRIAL HOISTS | Indust hoists, electric, heavy duty, 25,000 lb | EA | 47423
412213301340 | HANDLING EQUIPMENT | HOISTS AND CRANES | INDUSTRIAL HOISTS | Indust hoists, electric, heavy duty, 30,000 lb | EA | 52697
412213301460 | HANDLING EQUIPMENT | HOISTS AND CRANES | INDUSTRIAL HOISTS | Industrial hoists, air powered, 500 lb | EA | 7623
412213301470 | HANDLING EQUIPMENT | HOISTS AND CRANES | INDUSTRIAL HOISTS | Industrial hoists, air powered, 1000 lb | EA | 7978
412213301480 | HANDLING EQUIPMENT | HOISTS AND CRANES | INDUSTRIAL HOISTS | Industrial hoists, air powered, 2000 lb | EA | 8118
412213301490 | HANDLING EQUIPMENT | HOISTS AND CRANES | INDUSTRIAL HOISTS | Industrial hoists, air powered, 4000 lb | EA | 8878
412213301500 | HANDLING EQUIPMENT | HOISTS AND CRANES | INDUSTRIAL HOISTS | Industrial hoists, air powered, 6000 lb | EA | 9679
412213302030 | HANDLING EQUIPMENT | HOISTS AND CRANES | INDUSTRIAL HOISTS | O/H travel bridge crane, 1 girder, 20' span, 3 ton | EA | 24903
412213302040 | HANDLING EQUIPMENT | HOISTS AND CRANES | INDUSTRIAL HOISTS | O/H travel bridge crane, 1 girder, 20' span, 5 ton | EA | 28340
412213302045 | HANDLING EQUIPMENT | HOISTS AND CRANES | INDUSTRIAL HOISTS | O/H travel bridge crane, 1 girder, 20' span, 7.5 ton | EA | 35144
412213302050 | HANDLING EQUIPMENT | HOISTS AND CRANES | INDUSTRIAL HOISTS | O/H travel bridge crane, 1 girder, 20' span, 10 ton | EA | 35863
412213302060 | HANDLING EQUIPMENT | HOISTS AND CRANES | INDUSTRIAL HOISTS | O/H travel bridge crane, 1 girder, 20' span, 15 ton | EA | 43720
412213302090 | HANDLING EQUIPMENT | HOISTS AND CRANES | INDUSTRIAL HOISTS | O/H travel bridge crane, 1 girder, 30' span, 3 ton | EA | 30374
412213302100 | HANDLING EQUIPMENT | HOISTS AND CRANES | INDUSTRIAL HOISTS | O/H travel bridge crane, 1 girder, 30' span, 5 ton | EA | 36407
412213302120 | HANDLING EQUIPMENT | HOISTS AND CRANES | INDUSTRIAL HOISTS | O/H travel bridge crane, 1 girder, 30' span, 10 ton | EA | 50454
412213302130 | HANDLING EQUIPMENT | HOISTS AND CRANES | INDUSTRIAL HOISTS | O/H travel bridge crane, 1 girder, 30' span, 15 ton | EA | 56767
412213302180 | HANDLING EQUIPMENT | HOISTS AND CRANES | INDUSTRIAL HOISTS | O/H travel bridge crane, 2 girder, 40' span, 3 ton | EA | 48949
412213302190 | HANDLING EQUIPMENT | HOISTS AND CRANES | INDUSTRIAL HOISTS | O/H travel bridge crane, 2 girder, 40' span, 5 ton | EA | 51318
412213302195 | HANDLING EQUIPMENT | HOISTS AND CRANES | INDUSTRIAL HOISTS | O/H travel bridge crane, 2 girder, 40' span, 7.5 ton | EA | 50827
412213302200 | HANDLING EQUIPMENT | HOISTS AND CRANES | INDUSTRIAL HOISTS | O/H travel bridge crane, 2 girder, 40' span, 10 ton | EA | 63866
412213302210 | HANDLING EQUIPMENT | HOISTS AND CRANES | INDUSTRIAL HOISTS | O/H travel bridge crane, 2 girder, 40' span, 15 ton | EA | 69688
412213302220 | HANDLING EQUIPMENT | HOISTS AND CRANES | INDUSTRIAL HOISTS | O/H travel bridge crane, 2 girder, 40' span, 25 ton | EA | 117036
412213302250 | HANDLING EQUIPMENT | HOISTS AND CRANES | INDUSTRIAL HOISTS | O/H travel bridge crane, 2 girder, 50' span, 3 ton | EA | 57491
412213302260 | HANDLING EQUIPMENT | HOISTS AND CRANES | INDUSTRIAL HOISTS | O/H travel bridge crane, 2 girder, 50' span, 5 ton | EA | 58613
412213302265 | HANDLING EQUIPMENT | HOISTS AND CRANES | INDUSTRIAL HOISTS | O/H travel bridge crane, 2 girder, 50' span, 7.5 ton | EA | 60156
412213302270 | HANDLING EQUIPMENT | HOISTS AND CRANES | INDUSTRIAL HOISTS | O/H travel bridge crane, 2 girder, 50' span, 10 ton | EA | 66602
412213302280 | HANDLING EQUIPMENT | HOISTS AND CRANES | INDUSTRIAL HOISTS | O/H travel bridge crane, 2 girder, 50' span, 15 ton | EA | 80771
412213302290 | HANDLING EQUIPMENT | HOISTS AND CRANES | INDUSTRIAL HOISTS | O/H travel bridge crane, 2 girder, 50' span, 25 ton | EA | 104971
412213500120 | HANDLING EQUIPMENT | HOISTS AND CRANES | JIB CRANES | Crane, self sup, swing 8' boom, 220 deg rot, 1000 lb | EA | 6433
412213500140 | HANDLING EQUIPMENT | HOISTS AND CRANES | JIB CRANES | Crane, self sup, swing 8' boom, 220 deg rot, 2000 lb | EA | 6989
412213500160 | HANDLING EQUIPMENT | HOISTS AND CRANES | JIB CRANES | Crane, self sup, swing 8' boom, 220 deg rot, 3000 lb | EA | 8143
412213500180 | HANDLING EQUIPMENT | HOISTS AND CRANES | JIB CRANES | Crane, self sup, swing 8' boom, 220 deg rot, 4000 lb | EA | 8791
412213500200 | HANDLING EQUIPMENT | HOISTS AND CRANES | JIB CRANES | Crane, self sup, swing 8' boom, 220 deg rot, 6000 lb | EA | 10366
412213500220 | HANDLING EQUIPMENT | HOISTS AND CRANES | JIB CRANES | Crane, self sup, swing 8' boom, 220 deg rot, 10,000 lb | EA | 14071
412213500240 | HANDLING EQUIPMENT | HOISTS AND CRANES | JIB CRANES | Crane, self sup, wall mounted, 180 deg rot, 2000 lb | EA | 3747
412213500260 | HANDLING EQUIPMENT | HOISTS AND CRANES | JIB CRANES | Crane, self sup, wall mounted, 180 deg rot, 3000 lb | EA | 4396
412213500280 | HANDLING EQUIPMENT | HOISTS AND CRANES | JIB CRANES | Crane, self sup, wall mounted, 180 deg rot, 4000 lb | EA | 3696
412213500300 | HANDLING EQUIPMENT | HOISTS AND CRANES | JIB CRANES | Crane, self sup, wall mounted, 180 deg rot, 6000 lb | EA | 6012
412213500320 | HANDLING EQUIPMENT | HOISTS AND CRANES | JIB CRANES | Crane, self sup, wall mounted, 180 deg rot, 10,000 lb | EA | 10181

## UNIT COSTS2
Please note that the data contained in this Excel file is protected by the United States Copyright Act of 1976 and is licensed exclusively for your personal use. Copying, sharing or hosting this file on a server for shared use is in violation of US and international copyright law.
BN2M_NO2 | SHORT DESCRIPTION | DESCRIPTION | UNIT | TOTAL COST
010000000000 | GENERAL
010100000000 | REQUIREMENTS
012100100000 | ALLOWANCES | ALLOWANCES
012100100090 | Overhead
012100101000 | $20,000 project
012100101020 | Minimum | Overhead, $20,000 project, minimum | PCT | 15
012100101040 | Average | Overhead, $20,000 project, average | PCT | 20
012100101060 | Maximum | Overhead, $20,000 project, maximum | PCT | 40
012100101080 | $100,000 project
012100101100 | Minimum | Overhead, $100,000 project, minimum | PCT | 12
012100101120 | Average | Overhead, $100,000 project, average | PCT | 15
012100101140 | Maximum | Overhead, $100,000 project, maximum | PCT | 25
012100101160 | $500,000 project
012100101170 | Minimum | Overhead, $500,000 project, minimum | PCT | 10
012100101180 | Average | Overhead, $500,000 project, average | PCT | 12
012100101200 | Maximum | Overhead, $500,000 project, maximum | PCT | 20
012100101220 | $1,000,000 project
012100101240 | Minimum | Overhead, $1,000,000 project, minimum | PCT | 6
012100101260 | Average | Overhead, $1,000,000 project, average | PCT | 10
012100101280 | Maximum | Overhead, $1,000,000 project, maximum | PCT | 12
012100101380 | $10,000,000 project
012100101385 | Minimum | Overhead, $10,000,000 project, minimum | PCT | 1.5
012100101386 | Average | Overhead, $10,000,000 project, average | PCT | 5
012100101388 | Maximum | Overhead, $10,000,000 project, maximum | PCT | 8
012100101480 | Profit
012100101500 | $20,000 project
012100101520 | Minimum | Profit, $20,000 project, minimum | PCT | 10
012100101540 | Average | Profit, $20,000 project, average | PCT | 15
012100101560 | Maximum | Profit, $20,000 project, maximum | PCT | 25
012100101580 | $100,000 project
012100101600 | Minimum | Profit, $100,000 project, minimum | PCT | 10
012100101620 | Average | Profit, $100,000 project, average | PCT | 12
012100101640 | Maximum | Profit, $100,000 project, maximum | PCT | 20
012100101660 | $500,000 project
012100101680 | Minimum | Profit, $500,000 project, minimum | PCT | 5
012100101700 | Average | Profit, $500,000 project, average | PCT | 10
012100101720 | Maximum | Profit, $500,000 project, maximum | PCT | 15
012100101740 | $1,000,000 project
012100101760 | Minimum | Profit, $1,000,000 project, minimum | PCT | 3
012100101780 | Average | Profit, $1,000,000 project, average | PCT | 8
012100101800 | Maximum | Profit, $1,000,000 project, maximum | PCT | 15
012100102000 | Professional fees
012100102100 | Architectural
012100102120 | $100,000 project
012100102140 | Minimum | Architectural fee, $100,000, minimum | PCT | 5
012100102160 | Average | Architectural fee, $100,000, average | PCT | 10
012100102180 | Maximum | Architectural fee, $100,000, maximum | PCT | 20
012100102200 | $500,000 project
012100102220 | Minimum | Architectural fee, $500,000 project, minimum | PCT | 5
012100102240 | Average | Architectural fee, $500,000 project, average | PCT | 8
012100102260 | Maximum | Architectural fee, $500,000 project, maximum | PCT | 12
012100102280 | $1,000,000 project
012100102300 | Minimum | Architectural fee, $1,000,000 project, minimum | PCT | 3.5
012100102320 | Average | Architectural fee, $1,000,000 project, average | PCT | 7
012100102340 | Maximum | Architectural fee, $1,000,000 project, maximum | PCT | 10
012100102360 | Structural engineering
012100102380 | Minimum | Structural Engineering, min | PCT | 2
012100102400 | Average | Structural Engineering, avg | PCT | 3
012100102420 | Maximum | Structural Engineering, max | PCT | 5
012100102440 | Mechanical engineering
012100102460 | Minimum | Mechanical Engineering, min | PCT | 4
012100102480 | Average | Mechanical Engineering, avg | PCT | 5
012100102500 | Maximum | Mechanical Engineering, max | PCT | 15
012100102520 | Electrical engineering
012100102540 | Minimum | Electrical Engineering, min | PCT | 3
012100102560 | Average | Electrical Engineering, avg | PCT | 5
012100102580 | Maximum | Electrical Engineering, max | PCT | 12
012100104080 | Taxes
012100105000 | Sales tax
012100105020 | Minimum | Sales tax, minimum | PCT | 4
012100105040 | Average | Sales tax, average | PCT | 5
012100105060 | Maximum | Sales tax, maximum | PCT | 10
012100105080 | Unemployment
012100105100 | Minimum | Taxes, unemployment, minimum | PCT | 3
012100105120 | Average | Taxes, unemployment, average | PCT | 6.5
012100105140 | Maximum | Taxes, unemployment, maximum | PCT | 8
012100105200 | Social security (FICA) | Social security (FICA) | PCT | 7.85
013100000000 | PROJECT MANAGEMENT AND COORDINATION
013113000000 | FIELD STAFF | FIELD STAFF
013113001000 | Superintendent
013113001020 | Minimum | Field staff, superintendent, minimum | YEAR | 110437
013113001040 | Average | Field staff, superintendent, average | YEAR | 138066
013113001060 | Maximum | Field staff, superintendent, maximum | YEAR | 165846
013113001080 | Field engineer
013113001100 | Minimum | Field staff, field engineer, minimum | YEAR | 108926
013113001120 | Average | Field staff, field engineer, average | YEAR | 125023
013113001140 | Maximum | Field staff, field engineer, maximum | YEAR | 143686
013113001160 | Foreman
013113001180 | Minimum | Field staff, foreman, minimum | YEAR | 73404
013113001200 | Average | Field staff, foreman, average | YEAR | 117391
013113001220 | Maximum | Field staff, foreman, maximum | YEAR | 137442
013113001240 | Bookkeeper/timekeeper
013113001260 | Minimum | Field staff, bookkeeper/timekeeper, minimum | YEAR | 42460
013113001280 | Average | Field staff, bookkeeper/timekeeper, average | YEAR | 55448
013113001300 | Maximum | Field staff, bookkeeper/timekeeper, maximum | YEAR | 71739
013113001320 | Watchman
013113001340 | Minimum | Field staff, watchman, minimum | YEAR | 31637
013113001360 | Average | Field staff, watchman, average | YEAR | 42322
013113001380 | Maximum | Field staff, watchman, maximum | YEAR | 53422
013200000000 | CONSTRUCTION PROGRESS DOCUMENTATION
013213000000 | SCHEDULING | SCHEDULING
013213000090 | Scheduling for
013213001000 | $100,000 project
013213001020 | Minimum | Scheduling for $100,000 project, minimum | PCT | 1
013213001040 | Average | Scheduling for $100,000 project, average | PCT | 2
013213001060 | Maximum | Scheduling for $100,000 project, maximum | PCT | 6
013213001080 | $500,000 project
013213001100 | Minimum | Scheduling for, $500,000 project, minimum | PCT | 0.5
013213001120 | Average | Scheduling for, $500,000 project, average | PCT | 1
013213001140 | Maximum | Scheduling for, $500,000 project, maximum | PCT | 2
013213001160 | $1,000,000 project
013213001180 | Minimum | Scheduling for, $1,000,000 project, minimum | PCT | 0.5
013213001200 | Average | Scheduling for, $1,000,000 project, average | PCT | 0.75
013213001220 | Maximum | Scheduling for, $1,000,000 project, maximum | PCT | 1.5
013213004000 | Scheduling software
013213004020 | Minimum | Scheduling software, not incl computer, minimum | EA | 759
013213004040 | Average | Scheduling software, not incl computer, average | EA | 4335
013213004060 | Maximum | Scheduling software, not incl computer, maximum | EA | 86702
013223000000 | SURVEYING | SURVEYING
013223000080 | Surveying
013223001000 | Small crew | Surveying, small crew | DAY | 1322
013223001020 | Average crew | Surveying, average crew | DAY | 1984
013223001040 | Large crew | Surveying, large crew | DAY | 2608
013223002000 | Lot lines and boundaries
013223002020 | Minimum | Lot lines and boundaries, minimum | ACRE | 946
013223002040 | Average | Lot lines and boundaries, average | ACRE | 1946
013223002060 | Maximum | Lot lines and boundaries, maximum | ACRE | 3171
013233000000 | JOB REQUIREMENTS | JOB REQUIREMENTS
013233001000 | Job photographs, small jobs
013233001020 | Minimum | Job photographs, small jobs, minimum | EA | 185
013233001040 | Average | Job photographs, small jobs, average | EA | 284
013233001060 | Maximum | Job photographs, small jobs, maximum | EA | 662
013233001080 | Large projects
013233001100 | Minimum | Job photographs, large projects, minimum | EA | 946
013233001120 | Average | Job photographs, large projects, average | EA | 1419
013233001140 | Maximum | Job photographs, large projects, maximum | EA | 4729
014500000000 | QUALITY CONTROL
014523000000 | TESTING | TESTING
014523001080 | Testing concrete, per test
014523001100 | Minimum | Testing concrete, per test, minimum | EA | 32.01
014523001120 | Average | Testing concrete, per test, average | EA | 53.34
014523001140 | Maximum | Testing concrete, per test, maximum | EA | 107
014523001160 | Soil, per test
014523001180 | Minimum | Soil testing, per test, minimum | EA | 65.55
014523001200 | Average | Soil testing, per test, average | EA | 164
014523001220 | Maximum | Soil testing, per test, maximum | EA | 437
014523001240 | Welding, per test
014523001260 | Minimum | Testing, welding, per test, minimum | EA | 32.04
014523001280 | Average | Testing, welding, per test, average | EA | 53.42
014523001300 | Maximum | Testing, welding, per test, maximum | EA | 213
015200000000 | CONSTRUCTION FACILITIES
015219000000 | SANITARY FACILITIES | SANITARY FACILITIES
015219000010 | Porta Potty
015219000100 | Rental per Day minimum | Porta Potty, Rental per Day Min. | EA | 87.07
015219000120 | Rental per Day Maximum | Porta Potty, Rental per Day Max. | EA | 218
015219000140 | Rental per Month minimum | Porta Potty, Rental per Month Min. | EA | 254
015219000160 | Rental per Month Maximum | Porta Potty, Rental per Month Max. | EA | 435
015219000180 | Specialized, ADA
015219000200 | Rental per Day minimum | ADA Porta Potty, Rental per Day Min. | EA | 145
015219000220 | Rental per Day Max | ADA Porta Potty, Rental per Day Max. | EA | 218
015219000240 | Rental per Month, minimum | ADA Porta Potty, Rental per Month Min. | EA | 435
015219000260 | Rental per Month, Maximum | ADA Porta Potty, Rental per Month Max. | EA | 726
015219000280 | Purchase price, minimum | Porta Potty, Purchase, Min. | EA | 1016
015219005000 | For each additional servicing per unit per week | Porta Potty, additional servicing | EA | 49.5
015219005200 | For each delivery | Porta Potty, delivery | EA | 66
015400000000 | CONSTRUCTION AIDS
015400100000 | CONSTRUCTION AIDS | CONSTRUCTION AIDS
015400101000 | Scaffolding/staging, rent per month
015400101020 | Measured by lineal feet of base
015400101040 | 10' high | Staging, rent, per month, LF of base, 10'high | LF | 18.12
015400101060 | 20' high | Staging, rent, per month, LF of base, 20'high | LF | 32.85
015400101080 | 30' high | Staging/scaffolding, rent per month, lf base, 30'h | LF | 45.96
015400101100 | 40' high | Staging/scaffolding, rent per month, lf base, 40'h | LF | 52.91
015400101120 | 50' high | Staging/scaffolding, rent per month, lf base, 50'h | LF | 62.99
015400101140 | Measured by square foot of surface
015400101160 | Minimum | Staging/scaffolding, measured by SF surface, min | SF | 0.8
015400101180 | Average | Staging/scaffolding, measured by SF surface, ave | SF | 1.38
015400101200 | Maximum | Staging/scaffolding, measured by SF surface, max | SF | 2.48
015400101220 | Safety nets, heavy duty, per job
015400101240 | Minimum | Safety nets, heavy duty, per job, minimum | SF | 0.54
015400101260 | Average | Safety nets, heavy duty, per job, average | SF | 0.65
015400101280 | Maximum | Safety nets, heavy duty, per job, maximum | SF | 1.42
015400101300 | Tarpaulins, fabric, per job
015400101320 | Minimum | Tarpaulins, fabric, per job, minimum | SF | 0.38
015400101340 | Average | Tarpaulins, fabric, per job, average | SF | 0.64
015400101360 | Maximum | Tarpaulins, fabric, per job, maximum | SF | 1.65
015400106000 | Rolling scaffold
015400106050 | To 10'
015400106052 | By day | Rolling scaffold, to 10', by day | EA | 63.25
015400106054 | By week | Rolling scaffold, to 10', by week | EA | 126
015400106056 | By month | Rolling scaffold, to 10', by month | EA | 316
015400106100 | To 15'
015400106110 | By day | Rolling scaffold, to 18', by day | EA | 75.9
015400106112 | By week | Rolling scaffold, to 18', by week | EA | 152
015400106114 | By month | Rolling scaffold, to 18', by month | EA | 342
015400106200 | To 20'
015400106210 | By day | Rolling scaffold, to 20', by day | EA | 88.55
015400106212 | By week | Rolling scaffold, to 20', by week | EA | 177
015400106214 | By month | SRolling scaffold, to 20', by month | EA | 380
015400800000 | MOBILIZATION | MOBILIZATION
015400801000 | Equipment mobilization
015400801020 | Bulldozer
015400801040 | Minimum | Mobilization, equipment, bulldozer, minimum | EA | 297
015400801060 | Average | Mobilization, equipment, bulldozer, average | EA | 622
015400801080 | Maximum | Mobilization, equipment, bulldozer, maximum | EA | 1041
015400801100 | Backhoe/front-end loader
015400801120 | Minimum | Mobilization, equip, backhoe/front-end loader, min | EA | 179
015400801140 | Average | Mobilization, equip, backhoe/front-end loader, ave | EA | 311
015400801160 | Maximum | Mobilization, equip, backhoe/front-end loader, max | EA | 680
015400801180 | Crane, crawler type
015400801200 | Minimum | Mobilization, equip, crane, crawler type, minimum | EA | 3274
015400801220 | Average | Mobilization, equip, crane, crawler type, average | EA | 8040
015400801240 | Maximum | Mobilization, equip, crane, crawler type, maximum | EA | 17269
015400801260 | Truck crane
015400801280 | Minimum | Mobilization, equip, truck crane, minimum | EA | 748
015400801300 | Average | Mobilization, equip, truck crane, average | EA | 1159
015400801320 | Maximum | Mobilization, equip, truck crane, maximum | EA | 1993
015400801340 | Pile driving rig
015400801360 | Minimum | Mobilization, equip, pile driving rig, minimum | EA | 14888
015400801380 | Average | Mobilization, equip, pile driving rig, average | EA | 29778
015400801400 | Maximum | Mobilization, equip, pile driving rig, maximum | EA | 53601
015400900000 | EQUIPMENT | EQUIPMENT
015400900080 | Air compressor
015400901000 | 60 cfm
015400901020 | By day | Air compressor, 60 cfm, rent, by day | EA | 128
015400901030 | By week | Air compressor, 60 cfm, rent, by week | EA | 382
015400901040 | By month | Air compressor, 60 cfm, rent, by month | EA | 1159
015400901100 | 300 cfm
015400901120 | By day | Air compressor, 300 cfm, rent, by day | EA | 269
015400901130 | By week | Air compressor, 300 cfm, rent, by week | EA | 838
015400901140 | By month | Air compressor, 300 cfm, rent, by month | EA | 2542
015400901200 | 600 cfm
015400901210 | By day | Air compressor, 60 cfm, by day | EA | 741
015400901220 | By week | Air compressor, 60 cfm, by week | EA | 2206
015400901230 | By month | Air compressor, 60 cfm, by month | EA | 6693
015400901240 | 1300 cfm
015400901241 | By day | Air compressor, 1300 cfm, by day | EA | 1210
015400901242 | By week | Air compressor, 1300 cfm, by week | EA | 4235
015400901243 | By month | Air compressor, 1300 cfm, by month | EA | 12100
015400901300 | Air tools, per compressor, per day
015400901310 | Minimum | Air tools, per compressor, per day, minimum | EA | 52.87
015400901320 | Average | Air tools, per compressor, per day, average | EA | 66.11
015400901330 | Maximum | Air tools, per compressor, per day, maximum | EA | 92.52
015400901400 | Generators, 5 kw
015400901410 | By day | Generators, 5 kw, rent, by day | EA | 120
015400901420 | By week | Generators, 5 kw, rent, by week | EA | 359
015400901430 | By month | Generators, 5 kw, rent, by month | EA | 1105
015400901500 | Heaters, salamander type, per week
015400901510 | Minimum | Heaters, salamander type, per week, minimum | EA | 144
015400901520 | Average | Heaters, salamander type, per week, average | EA | 205
015400901530 | Maximum | Heaters, salamander type, per week, maximum | EA | 432
015400901600 | Pumps, submersible
015400901605 | 50 gpm
015400901610 | By day | Pumps, 50 gpm, submerseable, by day | EA | 96.38
015400901620 | By week | Pumps, 50 gpm, submerseable, by week | EA | 287
015400901630 | By month | Pumps, 50 gpm, submerseable, by month | EA | 864
015400901640 | 100 gpm
015400901650 | By day | Pumps, 100 gpm, submerseable, by day | EA | 108
015400901660 | By week | Pumps, 100 gpm, submerseable, by week | EA | 322
015400901670 | By month | Pumps, 100 gpm, submerseable, by month | EA | 972
015400901675 | 500 gpm
015400901680 | By day | Pumps, submerseable, 500 gpm, by day | EA | 173
015400901690 | By week | Pumps, submerseable, 500 gpm, by week | EA | 519
015400901700 | By month | Pumps, submerseable, 500 gpm, by month | EA | 1560
015400901900 | Diaphragm pump, by week
015400901920 | Minimum | Pumps, diaphragm pump, by week, minimum | EA | 152
015400901930 | Average | Pumps, diaphragm pump, by week, average | EA | 259
015400901940 | Maximum | Pumps, diaphragm pump, by week, maximum | EA | 539
015400902000 | Pickup truck
015400902020 | By day | Pickup truck, rent, by day | EA | 163
015400902030 | By week | Pickup truck, rent, by week | EA | 474
015400902040 | By month | Pickup truck, rent, by month | EA | 1473
015400902080 | Dump truck
015400902100 | 6 c.y. truck
015400902120 | By day | Dump truck, 6 CY, rent, by day | EA | 432
015400902130 | By week | Dump truck, 6 CY, rent, by week | EA | 1299
015400902140 | By month | Dump truck, 6 CY, rent, by month | EA | 3900
015400902160 | 10 c.y. truck
015400902170 | By day | Dump truck, 10 CY, rent, by day | EA | 539
015400902180 | By week | Dump truck, 10 CY, rent, by week | EA | 1624
015400902190 | By month | Dump truck, 10 CY, rent, by month | EA | 4875
015400902300 | 16 c.y. truck
015400902310 | By day | Dump truck, 16 CY, rent, by day | EA | 866
015400902320 | By week | Dump truck, 16 CY, rent, by week | EA | 2594
015400902340 | By month | Dump truck, 16 CY, rent, by month | EA | 7804
015400902400 | Backhoe, track mounted
015400902420 | 1/2 c.y. capacity
015400902430 | By day | Backhoe, track mounted, 1/2 cy capacity, by day | EA | 672
015400902440 | By week | Backhoe, track mounted, 1/2 cy capacity, by week | EA | 1620
015400902450 | By month | Backhoe, track mounted, 1/2 cy capacity, by month | EA | 3675
015400902500 | 1 c.y. capacity
015400902510 | By day | Backhoe, track mounted, 1 CY, rent, by day | EA | 1564
015400902520 | By week | Backhoe, track mounted, 1 CY, rent, by week | EA | 4695
015400902530 | By month | Backhoe, track mounted, 1 CY, rent, by month | EA | 14090
015400902550 | 2 c.y. capacity
015400902560 | By day | Backhoe, track mounted, 2 CY, rent, by day | EA | 2648
015400902570 | By week | Backhoe, track mounted, 2 CY, rent, by week | EA | 7947
015400902580 | By month | Backhoe, track mounted, 2 CY, rent, by month | EA | 23845
015400902600 | 3 c.y. capacity
015400902620 | By day | Backhoe, track mounted, 3 CY, rent, by day | EA | 5058
015400902640 | By week | Backhoe, track mounted, 3 CY, rent, by week | EA | 15139
015400902680 | By month | Backhoe, track mounted, 3 CY, rent, by month | EA | 45522
015400903000 | Backhoe/loader, rubber tired
015400903005 | 1/2 c.y. capacity
015400903010 | By day | Backhoe/loader, rubber tired, 1/2 cy cap, by day | EA | 599
015400903020 | By week | Backhoe/loader, rubber tired, 1/2 cy cap, by week | EA | 1804
015400903030 | By month | Backhoe/loader, rubber tired, 1/2 cy cap, by month | EA | 5417
015400903035 | 3/4 c.y. capacity
015400903040 | By day | Backhoe/loader, rubber tired, 3/4 cy cap, by day | EA | 720
015400903050 | By week | Backhoe/loader, rubber tired, 3/4 cy cap, by week | EA | 2162
015400903060 | By month | Backhoe/loader, rubber tired, 3/4 cy cap, by month | EA | 6502
015400903200 | Bulldozer
015400903205 | 75 hp
015400903210 | By day | Bulldozer, 75 hp, rent, by day | EA | 842
015400903220 | By week | Bulldozer, 75 hp, rent, by week | EA | 2528
015400903230 | By month | Bulldozer, 75 hp, rent, by month | EA | 7586
015400903280 | 200 hp
015400903300 | By day | Bulldozer, 200 hp, rent, by day | EA | 2408
015400903310 | By week | Bulldozer, 200 hp, rent, by week | EA | 7225
015400903320 | By month | Bulldozer, 200 hp, rent, by month | EA | 21678
015400903330 | 400 hp
015400903340 | By day | Bulldozer, 400 hp, rent, by day | EA | 3568
015400903350 | By week | Bulldozer, 400 hp, rent, by week | EA | 10705
015400903360 | By month | Bulldozer, 400 hp, rent, by month | EA | 32196
015400904000 | Cranes, crawler type
015400904005 | 15 ton capacity
015400904010 | By day | Crane, crawler type, 15 ton, by day | EA | 1082
015400904020 | By week | Crane, crawler type, 15 ton, by week | EA | 3250
015400904030 | By month | Crane, crawler type, 15 ton, by month | EA | 9753
015400904035 | 25 ton capacity
015400904040 | By day | Crane, crawler type, 25 ton capacity, by day | EA | 1323
015400904050 | By week | Crane, crawler type, 25 ton capacity, by week | EA | 3971
015400904060 | By month | Crane, crawler type, 25 ton capacity, by month | EA | 11920
015400904070 | 50 ton capacity
015400904080 | By day | Crane, crawler type, 50 ton, by day | EA | 2408
015400904090 | By week | Crane, crawler type, 50 ton, by week | EA | 7225
015400904100 | By month | Crane, crawler type, 50 ton, by month | EA | 21678
015400904110 | 100 ton capacity
015400904120 | By day | Crane, crawler type, 100 ton capacity, by day | EA | 3611
015400904130 | By week | Crane, crawler type, 100 ton capacity, by week | EA | 10837
015400904140 | By month | Crane, crawler type, 100 ton capacity, by month | EA | 32619
015400904145 | Truck mounted, hydraulic
015400904150 | 15 ton capacity
015400904160 | By day | Crane, truck mounted, 15 ton, rent, by day | EA | 1020
015400904170 | By week | Crane, truck mounted, 15 ton, rent, by week | EA | 3068
015400904180 | By month | Crane, truck mounted, 15 ton, rent, by month | EA | 8856
015400905380 | Loader, rubber tired
015400905385 | 1 c.y. capacity
015400905390 | By day | Loader, rubber tired, 1 Cy, rent, by day | EA | 722
015400905400 | By week | Loader, rubber tired, 1 Cy, rent, by week | EA | 2167
015400905410 | By month | Loader, rubber tired, 1 Cy, rent, by month | EA | 6504
015400905430 | 2 c.y. capacity
015400905440 | By day | Loader, rubber tired, 2 Cy, rent, by day | EA | 1082
015400905450 | By week | Loader, rubber tired, 2 Cy, rent, by week | EA | 4214
015400905460 | By month | Loader, rubber tired, 2 Cy, rent, by month | EA | 12644
015400905470 | 3 c.y. capacity
015400905480 | By day | Loader, rubber tired, 3 Cy, rent, by day | EA | 1926
015400905490 | By week | Loader, rubber tired, 3 Cy, rent, by week | EA | 5780
015400905500 | By month | Loader, rubber tired, 3 Cy, rent, by month | EA | 17341
015400907000 | Electric, scissor platform lift
015400907010 | To 10'
015400907020 | By day | Scissor lift, to 10', by day | EA | 145
015400907030 | By week | Scissor lift, to 10', by week | EA | 290
015400907040 | By month | Scissor lift, to 10', by month | EA | 605
015400907100 | To 18'
015400907120 | By day | Scissor lift, to 18', by day | EA | 151
015400907130 | By week | Scissor lift, to 18', by week | EA | 302
015400907140 | By month | Scissor lift, to 18', by month | EA | 617
015400907200 | To 20'
015400907210 | By day | Scissor lift, to 20', by day | EA | 182
015400907220 | By week | Scissor lift, to 20', by week | EA | 363
015400907230 | By month | Scissor lift, to 20', by month | EA | 750
015400908000 | Concrete Pump
015400908010 | To 28 cy per hour
015400908020 | By day | Concrete pump, to 28 cy/hr, by day | EA | 194
015400908030 | By week | Concrete pump, to 28 cy/hr, by week | EA | 387
015400908040 | By month | Concrete pump, to 28 cy/hr, by month | EA | 786
015400908100 | To 38 cy per hour
015400908120 | By day | Concrete pump, to 38 cy/hr, by day | EA | 224
015400908130 | By week | Concrete pump, to 38 cy/hr, by week | EA | 448
015400908140 | By month | Concrete pump, to 38 cy/hr, by month | EA | 908
015400908200 | To 46 cy per hour
015400908210 | By day | Concrete pump, to 46 cy/hr, by day | EA | 302
015400908220 | By week | Concrete pump, to 46 cy/hr, by week | EA | 605
015400908230 | By month | Concrete pump, to 46 cy/hr, by month | EA | 1270
015400909000 | Dumpsters
015400909010 | 10 c.y.
015400909013 | By day | Dumpster, delivery & pickup incl, 10 c.y., by day | EA | 316
015400909015 | By week | Dumpster, delivery & pickup incl, 10 c.y., by week | EA | 380
015400909017 | By month | Dumpster, delivery & pickup incl, 10 c.y., by month | EA | 506
015400909030 | 20 c.y.
015400909033 | By day | Dumpster, delivery & pickup incl, 20 c.y., by day | EA | 443
015400909035 | By week | Dumpster, delivery & pickup incl, 20 c.y., by week | EA | 506
015400909037 | By month | Dumpster, delivery & pickup incl, 20 c.y., by month | EA | 632
015400909050 | 30 c.y.
015400909053 | By day | Dumpster, delivery & pickup incl, 30 c.y., by day | EA | 569
015400909055 | By week | Dumpster, delivery & pickup incl, 30 c.y., by week | EA | 632
015400909057 | By month | Dumpster, delivery & pickup incl, 30 c.y., by month | EA | 759
015400909600 | Additional dump charges.
015400909620 | Asphalt, recycle | Additional dump charges, asphalt, recycle | EA | 253
015400909640 | Concrete, recycle | Additional dump charges, concrete, recycle | EA | 228
015400909660 | Soil, recycle | Additional dump charges, soil, recycle | EA | 152
015400909680 | Assorted mix of conc, asphalt, soil at landfill | Additional dump charges, mix, landfill | EA | 94.88
015400909700 | Non-contaminated debris at landfill | Additional dump charges, non-contaminated debris, landfill | EA | 126
015600000000 | TEMPORARY BARRIERS AND ENCLOSURES
015623000000 | TEMPORARY FACILITIES | TEMPORARY FACILITIES
015623001000 | Barricades, temporary
015623001010 | Highway
015623001020 | Concrete | Barricades, highway, temporary, concrete | LF | 52.58
015623001040 | Wood | Barricades, highway, temporary, wood | LF | 13.14
015623001060 | Steel | Barricades, highway, temporary, steel | LF | 11.76
015623001090 | Pedestrian barricades
015623001100 | Plywood | Pedestrian barricades, plywood | SF | 11.76
015623001120 | Chain link fence | Pedestrian barricades, chain link fence | SF | 9.84
015623001130 | Trailers, general office type, per month
015623002020 | Minimum | Trailers, office type, per month, minimum | EA | 293
015623002040 | Average | Trailers, office type, per month, average | EA | 489
015623002060 | Maximum | Trailers, office type, per month, maximum | EA | 977
015623002065 | For skirting around trailer | Trailers, office type, skirting | EA | 1028
015623002070 | Crew change trailers, per month
015623002100 | Minimum | Crew change trailers, per month, minimum | EA | 176
015623002120 | Average | Crew change trailers, per month, average | EA | 195
015623002140 | Maximum | Crew change trailers, per month, maximum | EA | 293
015623002500 | Temp const lights with protective cages, 10 lights | Temp const lights, protective cages, 10 lights | EA | 121
015623003070 | Storage trailers, per month
015623003100 | Minimum | Storage trailers, per month, minimum | EA | 151
015623003120 | Average | Storage trailers, per month, average | EA | 182
015623003140 | Maximum | 'Storage trailers, per month, maximum | EA | 272
015623005000 | Temp components
015623005010 | Plywood, 1/2" thick, per sheet
015623005012 | Minimum | Temp const, plywood 1/2", per sheet,min | EA | 36.3
015623005014 | Average | Temp const, plywood 1/2", per sheet,avg | EA | 42.35
015623005016 | Maximum | Temp const, plywood 1/2", per sheet,max | EA | 54.45
015623005100 | Lumber, per foot
015623005110 | Minimum | Temp const, lumber, per foot min | LF | 1.04
015623005115 | Average | Temp const, lumber, per foot, avg | LF | 1.6
015623005120 | Maximum | Temp const, lumber, per foot, max | LF | 3.58
015623005200 | Masonite / Protection board, per sheet
015623005210 | Minimum | Temp const, masonite/protect board, per sheet,min | EA | 14.52
015623005212 | Average | Temp const, masonite/protect board, per sheet, avg | EA | 21.78
015623005216 | Maximum | Temp const, masonite/protect board, per sheet, max | EA | 30.25
015800000000 | PROJECT IDENTIFICATION
015813000000 | SIGNS | SIGNS
015813000080 | Construction signs, temporary
015813001000 | Signs, 2' x 4'
015813001020 | Minimum | Construction signs, 2'x 4', minimum | EA | 48.98
015813001040 | Average | Construction signs, 2'x 4', average | EA | 118
015813001060 | Maximum | Construction signs, 2'x 4', maximum | EA | 413
015813001080 | Signs, 4' x 8'
015813001100 | Minimum | Construction signs, 4'x 8', minimum | EA | 103
015813001120 | Average | Construction signs, 4'x 8', average | EA | 268
015813001140 | Maximum | Construction signs, 4'x 8', maximum | EA | 1151
015813001160 | Signs, 8' x 8'
015813001180 | Minimum | Construction signs, 8'x 8', minimum | EA | 133
015813001200 | Average | Construction signs, 8'x 8', average | EA | 414
015813001220 | Maximum | Construction signs, 8'x 8', maximum | EA | 4159
017800000000 | CLOSEOUT SUBMITTALS
017833000000 | BONDS | BONDS
017833001000 | Performance bonds
017833001020 | Minimum | Performance bonds, minimum | PCT | 1
017833001040 | Average | Performance bonds, average | PCT | 2
017833001060 | Maximum | Performance bonds, maximum | PCT | 3
019900000000 | QUICK COSTS
019980100000 | SQUARE FOOT COSTS | SQUARE FOOT COSTS
019980102000 | Fire Suppression
019980102010 | 60-Model National Average Building
019980102030 | Minimum | Fire Suppress., per building, minimum | SF | 1.99
019980102050 | Average | Fire Suppress., per building, average | SF | 4.56
019980102070 | Maximum | Fire Suppress., per building, maximum | SF | 6.58
019980102200 | Plumbing
019980102210 | 60-Model National Average Building
019980102230 | Minimum | Plumbing, per building, minimum | SF | 12.01
019980102250 | Average | Plumbing, per building, average | SF | 21.09
019980102270 | Maximum | Plumbing, per building, maximum | SF | 22.7
019980102500 | Rough-in
019980102510 | Minimum | Plumbing Rough-in, minimum | SF | 2.18
019980102530 | Average | Plumbing Rough-in, average | SF | 3.8
019980102550 | Maximum | Plumbing Rough-in, maximum | SF | 5.53
019980102600 | Fixtures
019980102610 | Minimum | Plumbing Fixtures, minimum | SF | 2.89
019980102630 | Average | Plumbing Fixtures, average | SF | 4.56
019980102650 | Maximum | Plumbing Fixtures, maximum | SF | 4.85
019980103000 | HVAC
019980103010 | 60-Model National Average Building
019980103030 | Minimum | HVAC, per building, minimum | SF | 27.76
019980103050 | Average | HVAC, per building, average | SF | 38.84
019980103070 | Maximum | HVAC, per building, maximum | SF | 41.7
019980103200 | Controls
019980103210 | Minimum | HVAC Controls, minimum | SF | 5.26
019980103230 | Average | HVAC Controls, average | SF | 5.78
019980103250 | Maximum | HVAC Controls, maximum | SF | 6.98
019980103400 | Ductwork
019980103410 | Minimum | HVAC Ductwork, minimum | SF | 2.99
019980103430 | Average | HVAC Ductwork, average | SF | 5.97
019980103450 | Maximum | HVAC Ductwork, maximum | SF | 6.08
019980104000 | Electrical
019980104010 | 60-Model National Average Building
019980104030 | Minimum | Electrical, per building, minimum | SF | 34.27
019980104050 | Average | Electrical, per building, average | SF | 47.37
019980104070 | Maximum | Electrical, per building, maximum | SF | 70.98
019980104200 | Rough-in
019980104210 | Minimum | Electrical Rough-in, minimum | SF | 3.38
019980104230 | Average | Electrical Rough-in, average | SF | 6.05
019980104250 | Maximum | Electrical Rough-in, maximum | SF | 11.75
019980104400 | Lighting
019980104410 | Minimum | Electrical Lighting, minimum | SF | 4.55
019980104430 | Average | Electrical Lighting, average | SF | 10.86
019980104450 | Maximum | Electrical Lighting, maximum | SF | 12.55
019980104500 | Switchgear
019980104510 | Minimum | Electrical Switchgear, minimum | SF | 2.37
019980104530 | Average | Electrical Switchgear, average | SF | 3.57
019980104550 | Maximum | Electrical Switchgear, maximum | SF | 4.57
019980105000 | Communications
019980105010 | 60-Model National Average Building
019980105030 | Minimum | Communications, per building, minimum | SF | 2.07
019980105050 | Average | Communications, per building, average | SF | 6.72
019980105070 | Maximum | Communications, per building, maximum | SF | 9.57
019980105500 | Electronic Safety and Security
019980105510 | 60-Model National Average Building
019980105530 | Minimum | Safety & Security, per building, minimum | SF | 2.34
019980105550 | Average | Safety & Security, per building, average | SF | 4.55
019980105570 | Maximum | Safety & Security, per building, maximum | SF | 5.27
020000000000 | SITE CONSTRUCTION
023200000000 | SITE PREPARATION
023213000000 | SOIL BORING | SOIL BORING
023213001000 | Borings, uncased, stable earth
023213001022 | 2-1/2" dia.
023213001024 | Minimum | Soil borings, uncased, stable earth, 2-1/2" dia, min | LF | 29.25
023213001026 | Average | Soil borings, uncased, stable earth, 2-1/2" dia, avg | LF | 43.88
023213001028 | Maximum | Soil borings, uncased, stable earth, 2-1/2" dia, max | LF | 70.2
023213001042 | 4" dia.
023213001044 | Minimum | Soil borings, uncased, stable earth, 4" dia, min | LF | 31.92
023213001046 | Average | Soil borings, uncased, stable earth, 4" dia, avg | LF | 50.15
023213001048 | Maximum | Soil borings, uncased, stable earth, 4" dia, max | LF | 87.75
023213001500 | Cased, including samples
023213001522 | 2-1/2" dia.
023213001524 | Minimum | Soil borings, cased, stable earth, 2-1/2 dia, min | LF | 35.1
023213001526 | Average | Soil borings, cased, stable earth, 2-1/2" dia, avg | LF | 58.51
023213001528 | Maximum | Soil borings, cased, stable earth, 2-1/2 dia, max | LF | 117
023213001542 | 4" dia.
023213001544 | Minimum | Soil borings, cased, stable earth, 4" dia, min | LF | 70.2
023213001546 | Average | Soil borings, cased, stable earth, 4" dia, avg | LF | 100
023213001548 | Maximum | Soil borings, cased, stable earth, 4" dia, max | LF | 140
023213002000 | Drilling in rock
023213002022 | No sampling
023213002024 | Minimum | Drilling in rock, no sampling, min | LF | 63.82
023213002026 | Average | Drilling in rock, no sampling, avg | LF | 92.38
023213002028 | Maximum | Drilling in rock, no sampling, max | LF | 125
023213002042 | With casing and sampling
023213002044 | Minimum | Drilling in rock, with casing and sampling, min | LF | 87.75
023213002046 | Average | Drilling in rock, with casing and sampling, avg | LF | 117
023213002048 | Maximum | Drilling in rock, with casing and sampling, max | LF | 176
023213003000 | Test pits
023213003022 | Light soil
023213003024 | Minimum | Test pits, light soil, min | EA | 439
023213003026 | Average | Test pits, light soil, avg | EA | 585
023213003028 | Maximum | Test pits, light soil, max | EA | 1170
023213003042 | Heavy soil
023213003044 | Minimum | Test pits, heavy soil, min | EA | 702
023213003046 | Average | Test pits, heavy soil, avg | EA | 878
023213003048 | Maximum | Test pits, heavy soil, max | EA | 1755
024100000000 | SELECTIVE SITE DEMOLITION
024113100000 | CATCH BASIN / MANHOLE DEMOLITION | CATCH BASIN/MANHOLE
024113100102 | Abandon catch basin or manhole (fill with sand)
024113100104 | Minimum | Abandon catch basin or manhole (fill w/sand), min | EA | 439
024113100106 | Average | Abandon cqtch basin or manhole (fill w/sand), avg | EA | 702
024113100108 | Maximum | Abandon catch basin or manhole (fill w/sand), max | EA | 1170
024113100202 | Remove and reset frame and cover
024113100204 | Minimum | Remove & reset frame/cover, catch basin/manhole, min | EA | 234
024113100206 | Average | Remove & reset frame/cover, catch basin/manhole, avg | EA | 351
024113100208 | Maximum | Remove & reset frame/cover, catch basin/manhole, max | EA | 585
024113100280 | Remove catch basin, to 10' deep
024113100302 | Masonry
024113100304 | Minimum | Remove catch basin, to 10' deep, masonry, min | EA | 702
024113100306 | Average | Remove catch basin, to 10' deep, masonry, avg | EA | 878
024113100308 | Maximum | Remove catch basin, to 10' deep, masonry, max | EA | 1170
024113100402 | Concrete
024113100403 | Minimum | Remove catch basin, to 10' deep, concrete, min | EA | 878
024113100404 | Average | Remove catch basin, to 10' deep, concrete, avg | EA | 1170
024113100406 | Maximum | Remove catch basin, to 10' deep, concrete, max | EA | 1404
024113200000 | FENCE DEMOLITION | FENCE
024113200060 | Remove fencing
024113200080 | Chain link, 8' high
024113200100 | For disposal | Removal of chain link fence, for disposal, 8' high | LF | 3.2
024113200200 | For reuse | Removal of chain link fence, for reuse, 8' high | LF | 8.01
024113200980 | Wood
024113201000 | 4' high | Removal of wood fence, 4' high | SF | 2.14
024113201020 | 6' high | Removal of wood fence, 6' high | SF | 2.56
024113201040 | 8' high | Removal of wood fence, 8' high | SF | 3.2
024113201960 | Masonry
024113201980 | 8" thick
024113202000 | 4' high | Removal of masonry fence, 8" thick, 4' high | SF | 6.41
024113202020 | 6' high | Removal of masonry fence, 8" thick, 6' high | SF | 8.01
024113202040 | 8' high | Removal of masonry fence, 8" thick, 8' high | SF | 9.15
024113202050 | 12" thick
024113202060 | 4' high | Removal of masonry fence, 12" thick, 4' high | SF | 10.68
024113202080 | 6' high | Removal of masonry fence, 12" thick, 6' high | SF | 12.81
024113202100 | 8' high | Removal of masonry fence, 12" thick, 8' high | SF | 16.02
024113202120 | 12' high | Removal of masonry fence, 12" thick, 12' high | SF | 21.36
024113300000 | CURB & GUTTER DEMOLITION | CURB & GUTTER
024113301000 | Curb removal
024113301100 | Concrete, unreinforced
024113301150 | Minimum | Removal, unreinforced concrete curb, min | LF | 7.02
024113301155 | Average | Removal, unreinforced concrete curb, avg | LF | 8.78
024113301160 | Maximum | Removal, unreinforced concrete curb, max | LF | 10.97
024113301200 | Reinforced
024113301250 | Minimum | Removal, reinforced concrete curb, minimum | LF | 11.32
024113301300 | Average | Removal, reinforced concrete curb, average | LF | 12.53
024113301350 | Maximum | Removal, reinforced concrete curb, maximum | LF | 14.04
024113301450 | Combination curb and 2' gutter
024113301480 | Unreinforced
024113301500 | Minimum | Removal, curb & gutter, plain, minimum | LF | 9.24
024113301700 | Average | Removal, curb & gutter, plain, average | LF | 12.11
024113301710 | Maximum | Removal, curb & gutter, plain, maximum | LF | 17.55
024113301720 | Reinforced
024113301730 | Minimum | Removal, curb & gutter, reinforced, minimum | LF | 14.63
024113302000 | Average | Removal, curb & gutter, reinforced, average | LF | 19.5
024113302010 | Maximum | Removal, curb & gutter, reinforced, maximum | LF | 35.1
024113302020 | Granite curb
024113302030 | Minimum | Removal, granite curb, minimum | LF | 10.03
024113302100 | Average | Removal, granite curb, average | LF | 11.7
024113302150 | Maximum | Removal, granite curb, maximum | LF | 13.5
024113302160 | Asphalt curb
024113302170 | Minimum | Removal, asphalt curb, minimum | LF | 5.85
024113302180 | Average | Removal, asphalt curb, average | LF | 7.02
024113302190 | Maximum | Removal, asphalt curb, maximum | LF | 8.36
024200000000 | REMOVAL AND SALVAGE
024213200000 | GUARDRAIL DEMOLITION | GUARDRAIL
024213200080 | Remove standard guardrail
024213201000 | Steel
024213201020 | Minimum | Remove standard guardrail, steel, min | LF | 8.78
024213201030 | Average | Remove standard guardrail, steel, avg | LF | 11.7
024213201040 | Maximum | Remove standard guardrail, steel, max | LF | 17.55
024213202000 | Wood
024213202020 | Minimum | Remove standard guardrail, wood, min | LF | 7.63
024213202040 | Average | Remove standard guardrail, wood, avg | LF | 9
024213202060 | Maximum | Remove standard guardrail, wood, max | LF | 14.63
024313300000 | HYDRANT DEMOLITION | HYDRANT
024313301002 | Remove fire hydrant
024313301004 | Minimum | Remove fire hydrant, min | EA | 439
024313301006 | Average | Remove fire hydrant, avg | EA | 585
024313301008 | Maximum | Remove fire hydrant, max | EA | 878
024313305002 | Remove and reset fire hydrant
024313305004 | Minimum | Remove and reset fire hydrant, min | EA | 1170
024313305006 | Average | Remove and reset fire hydrant, avg | EA | 1755
024313305008 | Maximum | Remove and reset fire hydrant, max | EA | 3510
024400000000 | PAVEMENT AND SIDEWALK DEMOLITION
024413400000 | PAVEMENT AND SIDEWALK DEMOLITION | PAVEMENT DEMOLITION
024413400090 | Bituminous pavement, up to 3" thick
024413400102 | On streets
024413400104 | Minimum | Demo, bitum paving, up to 3" thick, on streets, min | SY | 10.03
024413400106 | Average | Demo, bitum pavement, up to 3" thick, on streets, avg | SY | 14.04
024413400108 | Maximum | Demo, bitum pavement, up to 3" thick, on streets, max | SY | 23.4
024413400202 | On pipe trench
024413400204 | Minimum | Demo, bitum paving, up to 3" thick, on pipe trnch, min | SY | 14.04
024413400206 | Average | Demo, bitum pavement, up to 3" thk, on pipe trnch, avg | SY | 17.55
024413400208 | Maximum | Demo, bitum pavement, up to 3" thk, on pipe trnch, max | SY | 35.1
024413400300 | Concrete pavement, 6" thick
024413400402 | No reinforcement
024413400404 | Minimum | Demo, conc pavement, 6" thick, no reinforcement, min | SY | 17.55
024413400406 | Average | Demo, conc pavement, 6" thick, no reinforcement, avg | SY | 23.4
024413400408 | Maximum | Demo, conc pavement, 6" thick, no reinforcement, max | SY | 35.1
024413400452 | With wire mesh
024413400454 | Minimum | Demo, conc pavement, 6" thick, with wire mesh, min | SY | 27
024413400456 | Average | Demo, conc pavement, 6" thick, with wire mesh, avg | SY | 35.1
024413400458 | Maximum | Demo, conc pavement, 6" thick, with wire mesh, max | SY | 43.88
024413400552 | With rebars
024413400554 | Minimum | Demo, conc pavement, 6" thick, with rebars, min | SY | 35.1
024413400556 | Average | Demo, conc pavement, 6"thick, with rebars, avg | SY | 43.88
024413400558 | Maximum | Demo, conc pavement, 6" thick, with rebars, max | SY | 58.51
024413401380 | 9" thick
024413401402 | No reinforcement
024413401404 | Minimum | Demo, conc pavement, 9" thick, no reinforcement, min | SY | 23.4
024413401406 | Average | Demo, conc pavement, 9" thick, no reinforcement, avg | SY | 29.25
024413401408 | Maximum | Demo, conc pavement, 9" thick, no reinforcement, max | SY | 35.1
024413401412 | With wire mesh
024413401414 | Minimum | Demo, conc pavement, 9" thick, with wire mesh, min | SY | 36.95
024413401416 | Average | Demo, conc pavement, 9" thick, with wire mesh, avg | SY | 43.88
024413401418 | Maximum | Demo, conc pavement, 9" thick, with wire mesh, max | SY | 54.01
024413401422 | With rebars
024413401424 | Minimum | Demo, conc pavement, 9" thick, with rebars, min | SY | 46.8
024413401426 | Average | Demo, conc pavement, 9" thick, with rebars, avg | SY | 58.51
024413401428 | Maximum | Demo, conc pavement, 9" thick, with rebars, max | SY | 78.01
024413401440 | 12" thick
024413401452 | No reinforcement
024413401454 | Minimum | Demo, conc pavement, 12" thick, no reinforcement, min | SY | 29.25
024413401456 | Average | Demo, conc pavement, 12" thick, no reinforcement, avg | SY | 35.1
024413401458 | Maximum | Demo, conc pavement, 12" thick, no reinforcement, max | SY | 43.88
024413401462 | With wire mesh
024413401464 | Minimum | Demo, conc pavement, 12" thick, with wire mesh, min | SY | 41.29
024413401466 | Average | Demo, conc pavement, 12" thick, with wire mesh, avg | SY | 50.15
024413401468 | Maximum | Demo, conc pavement, 12" thick, with wire mesh, max | SY | 63.82
024413401472 | With rebars
024413401474 | Minimum | Demo, conc pavement, 12" thick, with rebars, min | SY | 58.51
024413401476 | Average | Demo, conc pavement, 12" thick, with rebars, avg | SY | 70.2
024413401478 | Maximum | Demo, conc pavement, 12" thick, with rebars, max | SY | 87.75
024413401502 | Sidewalk, 4" thick, with disposal
024413401504 | Minimum | Demolish, sidewalk, 4" thick, with disposal, min | SY | 8.36
024413401506 | Average | Demo, sidewalk, 4" thick, with disposal, avg | SY | 11.7
024413401508 | Maximum | Demo, sidewalk, 4" thick, with disposal, max | SY | 16.72
024413401802 | Removal of pavement markings by waterblasting
024413401804 | Minimum | Removal of pavement markings by waterblasting, min | SF | 0.27
024413401806 | Average | Removal of pavement markings by waterblasting, avg | SF | 0.32
024413401808 | Maximum | Removal of pavement markings by waterblasting, max | SF | 0.64
024500000000 | DRAINAGE AND PIPING DEMOLITION
024513400000 | DRAINAGE PIPING DEMOLITION | DRAINAGE PIPING
024513401000 | Remove drainage pipe, not including excavation
024513401020 | 12" dia.
024513401030 | Minimum | Remove drainage pipe, without excavation, 12"D, min | LF | 11.7
024513401040 | Average | Remove drainage pipe, without excavation, 12"D, avg | LF | 14.63
024513401050 | Maximum | Remove drainage pipe, without excavation, 12"D, max | LF | 18.47
024513401100 | 18" dia.
024513401110 | Minimum | Remove drainage pipe, without excavation, 18"D, min | LF | 15.95
024513401120 | Average | Remove drainage pipe, without excavation, 18"D, avg | LF | 18.47
024513401130 | Maximum | Remove drainage pipe, without excavation, 18"D, max | LF | 23.4
024513401200 | 24" dia.
024513401210 | Minimum | Remove drainage pipe, without excavation, 24"D, min | LF | 19.5
024513401220 | Average | Remove drainage pipe, without excavation, 24"D, avg | LF | 23.4
024513401230 | Maximum | Remove drainage pipe, without excavation, 24"D, max | LF | 29.25
024513401300 | 36" dia.
024513401310 | Minimum | Remove drainage pipe, without excavation, 36"D, min | LF | 23.4
024513401320 | Average | Remove drainage pipe, without excavation, 36"D, avg | LF | 29.25
024513401330 | Maximum | Remove drainage pipe, without excavation, 36"D, max | LF | 36.95
024600000000 | GAS PIPING DEMOLITION
024613400000 | GAS PIPING DEMOLITION | GAS PIPING
024613400980 | Remove welded steel pipe, not including excavation
024613401002 | 4" dia.
024613401004 | Minimum | Remove welded steel pipe, w/out excavation, 4"D, min | LF | 17.55
024613401006 | Average | Remove welded steel pipe, w/out excavation, 4"D, avg | LF | 21.94
024613401008 | Maximum | Remove welded steel pipe, w/ou excavation, 4"D, max | LF | 29.25
024613402002 | 5" dia.
024613402004 | Minimum | Remove welded steel pipe, w/out excavation, 5"D, min | LF | 29.25
024613402006 | Average | Remove welded steel pipe, w/out excavation, 5"D, avg | LF | 35.1
024613402008 | Maximum | Remove welded steel pipe, w/out excavation, 5"D, max | LF | 43.88
024613402022 | 6" dia.
024613402024 | Minimum | Remove welded steel pipe, w/out excavation, 6"D, min | LF | 36.95
024613402026 | Average | Remove welded steel pipe, w/out excavation, 6"D, avg | LF | 43.88
024613402028 | Maximum | Remove welded steel pipe, w/out excavation, 6"D, max | LF | 58.51
024613402032 | 8" dia.
024613402034 | Minimum | Remove welded steel pipe, w/out excavation, 8"D, min | LF | 54.01
024613402036 | Average | Remove welded steel pipe, w/out excavation, 8"D, avg | LF | 70.2
024613402038 | Maximum | Remove welded steel pipe, w/out excavation.8"D, max | LF | 92.38
024613402042 | 10" dia.
024613402044 | Minimum | Remove welded steel pipe, w/out excavation, 10"D, min | LF | 70.2
024613402046 | Average | Remove welded steel pipe, w/out excavation, 10"D, avg | LF | 87.75
024613402048 | Maximum | Remove welded steel pipe, w/out excavation, 10"D, max | LF | 117
024700000000 | SANITARY PIPING DEMOLITION
024713400000 | SANITARY PIPING DEMOLITION | SANITARY PIPING
024713400980 | Remove sewer pipe, not including excavation
024713401002 | 4" dia.
024713401004 | Minimum | Remove sewer pipe, no excavation, 4" dia, min | LF | 9.75
024713401006 | Average | Remove sewer pipe, no excavation, 4" dia, avg | LF | 14.04
024713401008 | Maximum | Remove sewer pipe, no excavation, 4" dia, max | LF | 23.4
024713401022 | 6" dia.
024713401024 | Minimum | Remove sewer pipe, no excavation, 6" dia, min | LF | 10.97
024713401026 | Average | Remove sewer pipe, no excavation, 6" dia, avg | LF | 15.95
024713401028 | Maximum | Remove sewer pipe, no excavation, 6" dia, max | LF | 29.25
024713401042 | 8" dia.
024713401044 | Minimum | Remove sewer pipe, no excavation, 8" dia, min | LF | 11.7
024713401046 | Average | Remove sewer pipe, no excavation, 8" dia, avg | LF | 17.55
024713401048 | Maximum | Remove sewer pipe, no excavation, 8" dia, max | LF | 35.1
024713401062 | 10" dia.
024713401064 | Minimum | Remove sewer pipe, no excavation, 10" dia, min | LF | 12.53
024713401066 | Average | Remove sewer pipe, no excavation, 10" dia, avg | LF | 18.47
024713401068 | Maximum | Remove sewer pipe, no excavation, 10" dia, max | LF | 39
024713401082 | 12" dia.
024713401084 | Minimum | Remove sewer pipe, no excavation, 12" dia, min | LF | 13.5
024713401086 | Average | Remove sewer pipe, no excavation, 12" dia, avg | LF | 19.5
024713401088 | Maximum | Remove sewer pipe, no excavation, 12" dia, max | LF | 43.88
024713401102 | 15" dia.
024713401104 | Minimum | Remove sewer pipe, no excavation, 15" dia, min | LF | 14.63
024713401106 | Average | Remove sewer pipe, no excavation, 15" dia, avg | LF | 20.65
024713401108 | Maximum | Remove sewer pipe, no excavation, 15" dia, max | LF | 50.15
024713401122 | 18" dia.
024713401124 | Minimum | Remove sewer pipe, no excavation, 18" dia, min | LF | 15.95
024713401126 | Average | Remove sewer pipe, no excavation, 18" dia, avg | LF | 23.4
024713401128 | Maximum | Remove sewer pipe, no excavation, 18" dia, max | LF | 58.51
024713401142 | 24" dia.
024713401144 | Minimum | Remove sewer pipe, no excavation, 24" dia, min | LF | 17.55
024713401146 | Average | Remove sewer pipe, no excavation, 24" dia, avg | LF | 29.25
024713401148 | Maximum | Remove sewer pipe, no excavation, 24" dia, max | LF | 70.2
024713401162 | 30" dia.
024713401164 | Minimum | Remove sewer pipe, no excavation, 30" dia, min | LF | 19.5
024713401166 | Average | Remove sewer pipe, no excavation, 30" dia, avg | LF | 35.1
024713401168 | Maximum | Remove sewer pipe, no excavation, 30" dia, max | LF | 87.75
024713401182 | 36" dia.
024713401184 | Minimum | Remove sewer pipe, no excavation, 36" dia, min | LF | 23.4
024713401186 | Average | Remove sewer pipe, no excavation, 36" dia, avg | LF | 43.88
024713401188 | Maximum | Remove sewer pipe, no excavation, 36" dia, max | LF | 117
024800000000 | WATER PIPING DEMOLITION
024813400000 | WATER PIPING DEMOLITION | WATER PIPING
024813400980 | Remove water pipe, not including excavation
024813401002 | 4" dia.
024813401004 | Minimum | Remove water pipe, no excavation, 4" dia, min | LF | 14.04
024813401006 | Average | Remove water pipe, no excavation, 4" dia, avg | LF | 15.95
024813401008 | Maximum | Remove water pipe, no excavation, 4" dia, max | LF | 18.47
024813401022 | 6" dia.
024813401024 | Minimum | Remove water pipe, no excavation, 6" dia, min | LF | 14.63
024813401026 | Average | Remove water pipe, no excavation, 6" dia, avg | LF | 16.72
024813401028 | Maximum | Remove water pipe, no excavation, 6" dia, max | LF | 19.5
024813401042 | 8" dia.
024813401044 | Minimum | Remove water pipe, no excavation, 8" dia, min | LF | 15.95
024813401046 | Average | Remove water pipe, no excavation, 8" dia, avg | LF | 18.47
024813401048 | Maximum | Remove water pipe, no excavation, 8" dia, max | LF | 21.94
024813401062 | 10" dia.
024813401064 | Minimum | Remove water pipe, no excavation, 10" dia, min | LF | 16.72
024813401066 | Average | Remove water pipe, no excavation, 10" dia, avg | LF | 19.5
024813401068 | Maximum | Remove water pipe, no excavation, 10" dia, max | LF | 23.4
024813401082 | 12" dia.
024813401084 | Minimum | Remove water pipe, no excavation, 12" dia, min | LF | 17.55
024813401086 | Average | Remove water pipe, no excavation, 12" dia, avg | LF | 20.65
024813401088 | Maximum | Remove water pipe, no excavation, 12" dia, max | LF | 25.07
024813401102 | 14" dia.
024813401104 | Minimum | Remove water pipe, no excavation, 14" dia, min | LF | 18.47
024813401106 | Average | Remove water pipe, no excavation, 14" dia, avg | LF | 21.94
024813401108 | Maximum | Remove water pipe, no excavation, 14" dia, max | LF | 27
024813401122 | 16" dia.
024813401124 | Minimum | Remove water pipe, no excavation, 16" dia, min | LF | 19.5
024813401126 | Average | Remove water pipe, no excavation, 16" dia, avg | LF | 23.4
024813401128 | Maximum | Remove water pipe, no excavation, 16" dia, max | LF | 29.25
024813401142 | 18" dia.
024813401144 | Minimum | Remove water pipe, no excavation, 18" dia, min | LF | 20.65
024813401146 | Average | Remove water pipe, no excavation, 18" dia, avg | LF | 25.07
024813401148 | Maximum | Remove water pipe, no excavation, 18" dia, max | LF | 31.92
024813401162 | 20" dia.
024813401164 | Minimum | Remove water pipe, no excavation, 20" dia, min | LF | 21.94
024813401166 | Average | Remove water pipe, no excavation, 20" dia, avg | LF | 27
024813401168 | Maximum | Remove water pipe, no excavation, 20" dia, max | LF | 35.1
024813401180 | Remove valves
024813401200 | 6" | Remove water pipe valves, 6" | EA | 176
024813401220 | 10" | Remove water pipe valves, 10" | EA | 195
024813401240 | 14" | Remove water pipe valves, 14" | EA | 219
024813401260 | 18" | Remove water pipe valves, 18" | EA | 293
024900000000 | EXTERIOR DEMOLITION
024913500000 | SAW CUTTING PAVEMENT | SAW CUTTING PAVEMENT
024913500100 | Pavement, bituminous
024913500110 | 2" thick | Saw cutting paving, bituminous, 2" thick | LF | 2.72
024913500120 | 3" thick | Saw cutting paving, bituminous, 3" thick | LF | 3.4
024913500130 | 4" thick | Saw cutting paving, bituminous, 4" thick | LF | 4.19
024913500140 | 5" thick | Saw cutting paving, bituminous, 5" thick | LF | 4.54
024913500150 | 6" thick | Saw cutting paving, bituminous, 6" thick | LF | 4.86
024913500200 | Concrete pavement, with wire mesh
024913500210 | 4" thick | Saw cutting paving, conc w/mesh, 4" thick | LF | 5.24
024913500212 | 5" thick | Saw cutting paving, conc w/mesh, 5" thick | LF | 5.67
024913500215 | 6" thick | Saw cutting paving, conc w/mesh, 6" thick | LF | 6.19
024913500220 | 8" thick | Saw cutting paving, conc w/mesh, 8" thick | LF | 6.8
024913500250 | 10" thick | Saw cutting paving, conc w/mesh, 10" thick | LF | 7.57
024913500300 | Plain concrete, unreinforced
024913500320 | 4" thick | Saw cutting, plain concrete, unreinforced, 4" thick | LF | 4.54
024913500340 | 5" thick | Saw cutting, plain concrete, unreinforced, 5" thick | LF | 5.24
024913500360 | 6" thick | Saw cutting, plain concrete, unreinforced, 6" thick | LF | 5.67
024913500380 | 8" thick | Saw cutting, plain concrete, unreinforced, 8" thick | LF | 6.19
024913500390 | 10" thick | Saw cutting, plain concrete, unreinforced, 10" thick | LF | 6.8
024929800000 | WALL, EXTERIOR, DEMOLITION | WALL, EXTERIOR
024929800980 | Concrete wall
024929800990 | Light reinforcing
024929801000 | 6" thick | Remove wall, conc, light reinf, 6" thick | SF | 17.55
024929801020 | 8" thick | Remove wall, conc, light reinf, 8" thick | SF | 18.47
024929801040 | 10" thick | Remove wall, conc, light reinf, 10" thick | SF | 19.5
024929801060 | 12" thick | Remove wall, conc, light reinf, 12" thick | SF | 21.94
024929801180 | Medium reinforcing
024929801200 | 6" thick | Remove wall, conc, medium reinf, 6" thick | SF | 18.47
024929801220 | 8" thick | Remove wall, conc, medium reinf, 8" thick | SF | 19.5
024929801240 | 10" thick | Remove wall, conc, medium reinf, 10" thick | SF | 21.94
024929801260 | 12" thick | Remove wall, conc, medium reinf, 12" thick | SF | 25.07
024929801380 | Heavy reinforcing
024929801400 | 6" thick | Remove wall, conc, heavy reinf, 6" thick | SF | 20.65
024929801420 | 8" thick | Remove wall, conc, heavy reinf, 8" thick | SF | 21.94
024929801440 | 10" thick | Remove wall, conc, heavy reinf, 10" thick | SF | 25.07
024929801460 | 12" thick | Remove wall, conc, heavy reinf, 12" thick | SF | 29.25
024929801980 | Masonry
024929801990 | No reinforcing
024929802000 | 8" thick | Remove wall, masonry, no reinf, 8" thick | SF | 7.8
024929802020 | 12" thick | Remove wall, masonry, no reinf, 12" thick | SF | 8.78
024929802040 | 16" thick | Remove wall, masonry, no reinf, 16" thick | SF | 10.03
024929802050 | Horizontal reinforcing
024929802060 | 8" thick | Remove wall, masonry, horizontal reinf, 8" thick | SF | 8.78
024929802080 | 12" thick | Remove wall, masonry, horizontal reinf, 12" thick | SF | 9.48
024929802100 | 16" thick | Remove wall, masonry, horizontal reinf, 16" thick | SF | 11.32
024929802110 | Vertical reinforcing
024929802120 | 8" thick | Remove wall, masonry, vertical reinf, 8" thick | SF | 11.32
024929802140 | 12" thick | Remove wall, masonry, vertical reinf, 12" thick | SF | 13
024929802160 | 16" thick | Remove wall, masonry, vertical reinf, 16" thick | SF | 15.95
024929805000 | Remove concrete headwall
024929805020 | 15" pipe | Remove concrete headwall, 15" pipe | EA | 251
024929805040 | 18" pipe | Remove concrete headwall, 18" pipe | EA | 293
024929805060 | 24" pipe | Remove concrete headwall, 24" pipe | EA | 319
024929805080 | 30" pipe | Remove concrete headwall, 30" pipe | EA | 351
024929805100 | 36" pipe | Remove concrete headwall, 36" pipe | EA | 390
024929805120 | 48" pipe | Remove concrete headwall, 48" pipe | EA | 501
024929805140 | 60" pipe | Remove concrete headwall, 60" pipe | EA | 702
025100000000 | DEMOLITION
025106100000 | COMPLETE BUILDING DEMOLITION | COMPLETE BUILDING DEMOLITION
025106100100 | Building, complete with disposal
025106100200 | Wood frame | Building demo, incl disposal, wood | CF | 0.51
025106100300 | Concrete | Building demo, incl disposal, concrete | CF | 0.77
025106100400 | Steel frame | Building demo, incl disposal, steel frame | CF | 1.03
025119000000 | SELECTIVE BUILDING DEMOLITION | BUILDING DEMOLITION
025119001000 | Partition removal
025119001100 | Concrete block partitions
025119001120 | 4" thick | Partition removal, concrete block, 4" thick | SF | 3.2
025119001140 | 8" thick | Partition removal, concrete block, 8" thick | SF | 4.27
025119001160 | 12" thick | Partition removal, concrete block, 12" thick | SF | 5.82
025119001200 | Brick masonry partitions
025119001220 | 4" thick | Partition removal, brick masonry, 4" thick | SF | 3.2
025119001240 | 8" thick | Partition removal, brick masonry, 8" thick | SF | 4
025119001260 | 12" thick | Partition removal, brick masonry, 12" thick | SF | 5.34
025119001280 | 16" thick | Partition removal, brick masonry, 16" thick | SF | 8.01
025119001380 | Cast-in-place concrete partitions
025119001400 | Unreinforced
025119001421 | 6" thick | Partition removal, CIP concrete, unreinf, 6" thick | SF | 23.4
025119001423 | 8" thick | Partition removal, CIP concrete, unreinf, 8" thick | SF | 25.07
025119001425 | 10" thick | Partition removal, CIP concrete, unreinf, 10" thick | SF | 29.25
025119001427 | 12" thick | Partition removal, CIP concrete, unreinf, 12" thick | SF | 35.1
025119001440 | Reinforced
025119001441 | 6" thick | Partition removal, CIP concrete, reinf, 6" thick | SF | 27
025119001443 | 8" thick | Partition removal, CIP concrete, reinf, 8" thick | SF | 35.1
025119001445 | 10" thick | Partition removal, CIP concrete, reinf, 10" thick | SF | 39
025119001447 | 12" thick | Partition removal, CIP concrete, reinf, 12" thick | SF | 46.8
025119001500 | Terra cotta
025119001520 | To 6" thick | Partition removal, terra cotta, To 6" thick | SF | 3.2
025119001700 | Stud partitions
025119001720 | Metal or wood, with drywall both sides | Partition removal, metal or wood, drywall 2 sides | SF | 3.2
025119001740 | Metal studs, both sides, lath and plaster | Partition removal, metal studs, lath and plaster | SF | 4.27
025119002000 | Door and frame removal
025119002020 | Hollow metal in masonry wall
025119002030 | Single
025119002040 | 2'6"x6'8" | Door removal, metal, single, 2'-6"x 6'-8" | EA | 80.09
025119002060 | 3'x7' | Door removal, metal, single, 3'x7' | EA | 107
025119002070 | Double
025119002080 | 3'x7' | Door removal, metal, double, 3'x7' | EA | 128
025119002085 | 4'x8' | Door removal, metal, double, 4'x8' | EA | 128
025119002140 | Wood in framed wall
025119002150 | Single
025119002160 | 2'6"x6'8" | Door removal, wood, 2'-6"x 6'8" | EA | 45.77
025119002180 | 3'x6'8" | Door removal, wood, 3'-0"x 6'8" | EA | 53.39
025119002190 | Double
025119002200 | 2'6"x6'8" | Door removal, wood, double, 5'-0"x 6'-8" | EA | 64.07
025119002220 | 3'x6'8" | Door removal, wood, double, 6'-0"x 6'-8" | EA | 71.19
025119002240 | Remove for re-use
025119002260 | Hollow metal | Door, remove for re-use, hollow metal | EA | 160
025119002280 | Wood | Door, remove for re-use, hollow wood | EA | 107
025119002300 | Floor removal
025119002340 | Brick flooring | Floor removal, brick flooring | SF | 2.56
025119002360 | Ceramic or quarry tile | Floor removal, ceramic or quarry tile | SF | 1.42
025119002380 | Terrazzo | Floor removal, terrazzo | SF | 2.85
025119002400 | Heavy wood | Floor removal, heavy wood | SF | 1.71
025119002420 | Residential wood | Floor removal, wood, residential | SF | 1.83
025119002440 | Resilient tile or linoleum | Floor removal, resilient tile or linoleum | SF | 0.64
025119002500 | Ceiling removal
025119002520 | Acoustical tile ceiling
025119002540 | Adhesive fastened | Acoustic tile removal, adhesive fastened | SF | 0.64
025119002560 | Furred and glued | Acoustic tile removal, furred and glued | SF | 0.53
025119002580 | Suspended grid | Acoustical tile removal, suspended grid | SF | 0.4
025119002600 | Drywall ceiling
025119002620 | Furred and nailed | Suspended system, drywall ceiling, furred & nailed | SF | 0.71
025119002640 | Nailed to framing | Suspended system, drywall ceiling, nailed to frame | SF | 0.64
025119002660 | Plastered ceiling
025119002680 | Furred on framing | Suspended system, plastered ceiling, furred on frame | SF | 1.6
025119002700 | Suspended system | Suspended system, plastered ceiling | SF | 2.14
025119002800 | Roofing removal
025119002820 | Steel frame
025119002840 | Corrugated metal roofing | Roofing removal, steel frame, corrugated metal roof | SF | 1.28
025119002860 | Built-up roof on metal deck | Roofing removal, steel frame, build up roof | SF | 2.14
025119002900 | Wood frame
025119002920 | Built-up roof on wood deck | Roofing removal, wood frame, built-up | SF | 1.97
025119002940 | Roof shingles | Roofing removal, wood frame, shingles | SF | 1.07
025119002960 | Roof tiles | Roofing removal, wood frame, roof tiles | SF | 2.14
025119008900 | Concrete frame | Roofing removal, concrete frame | CF | 4.27
025119008920 | Concrete plank | Roofing removal, concrete plank | SF | 3.2
025119008940 | Built-up roof on concrete | Roofing removal, concrete plank, built-up roof | SF | 1.83
025119009200 | Cut-outs
025119009230 | Concrete, elevated slabs, mesh reinforcing
025119009240 | Under 5 cf | Cut-out, concrete, elev slabs, mesh reinf, under 5 cf | CF | 64.07
025119009260 | Over 5 cf | Cut-out, concrete, elev slabs, mesh reinf, over 5 cf | CF | 53.39
025119009270 | Bar reinforcing
025119009280 | Under 5 cf | Cut-out, concrete, elev slabs, bar reinf, under 5 cf | CF | 107
025119009290 | Over 5 cf | Cut-out, concrete, elev slabs, bar reinf, over 5 cf | CF | 80.09
025119009300 | Window removal
025119009301 | Metal windows, trim included
025119009302 | 2'x3' | Window removal, incl trim, metal, 2'x 3' | EA | 64.07
025119009304 | 2'x4' | Window removal, incl trim, metal, 2'x4' | EA | 71.19
025119009306 | 2'x6' | Window removal, incl trim, metal, 2'x6' | EA | 80.09
025119009308 | 3'x4' | Window removal, incl trim, metal, 3'x4' | EA | 80.09
025119009310 | 3'x6' | Window removal, incl trim, metal, 3'x6' | EA | 91.53
025119009312 | 3'x8' | Window removal, incl trim, metal, 3'x8' | EA | 107
025119009314 | 4'x4' | Window removal, incl trim, metal, 4'x4' | EA | 107
025119009315 | 4'x6' | Window removal, incl trim, metal, 4'x6' | EA | 128
025119009316 | 4'x8' | Window removal, incl trim, metal, 4'x8' | EA | 160
025119009317 | Wood windows, trim included
025119009318 | 2'x3' | Window removal, incl trim, wood, 2'x 3' | EA | 35.6
025119009319 | 2'x4' | Window removal, incl trim, wood, 2'x4' | EA | 37.69
025119009320 | 2'x6' | Window removal, incl trim, wood, 2'x6' | EA | 40.04
025119009321 | 3'x4' | Window removal, incl trim, wood, 3'x4' | EA | 42.71
025119009322 | 3'x6' | Window removal, incl trim, wood, 3'x6' | EA | 45.77
025119009324 | 3'x8' | Window removal, incl trim, wood, 3'x8' | EA | 49.29
025119009325 | 6'x4' | Window removal, incl trim, wood, 6'x4' | EA | 53.39
025119009326 | 6'x6' | Window removal, incl trim, wood, 6'x6' | EA | 58.25
025119009327 | 6'x8' | Window removal, incl trim, wood, 6'x8' | EA | 64.07
025119009329 | Walls, concrete, bar reinforcing
025119009330 | Small jobs | Wall removal, conc, bar reinf, small jobs | CF | 42.71
025119009340 | Large jobs | Wall removal, conc, bar reinf, large jobs | CF | 35.6
025119009360 | Brick walls, not including toothing
025119009390 | 4" thick | Wall removal, brick, not incl toothing, 4" thick | SF | 3.2
025119009400 | 8" thick | Wall removal, brick, not incl toothing, 8" thick | SF | 4
025119009410 | 12" thick | Wall removal, brick, not incl toothing, 12" thick | SF | 5.34
025119009415 | 16" thick | Wall removal, brick, not incl toothing, 16" thick | SF | 8.01
025119009420 | Concrete block walls, not including toothing
025119009440 | 4" thick | Wall removal, conc block, not incl toothing, 4" thick | SF | 3.56
025119009450 | 6" thick | Wall removal, conc block, not incl toothing, 6" thick | SF | 3.77
025119009460 | 8" thick | Wall removal, conc block, not incl toothing, 8" thick | SF | 4
025119009465 | 10" thick | Wall removal, conc block, not incl toothing, 10" th | SF | 4.58
025119009470 | 12" thick | Wall removal, conc block, not incl toothing, 12" th | SF | 5.34
025119009500 | Rubbish handling
025119009519 | Load in dumpster or truck
025119009520 | Minimum | Rubbish handling, load in dumpster or truck, min | CF | 1.42
025119009540 | Maximum | Rubbish handling, load in dumpster or truck, max | CF | 2.14
025119009550 | For use of elevators, add
025119009560 | Minimum | Rubbish handling, for use of elevators, add, minimum | CF | 0.32
025119009570 | Maximum | Rubbish handling, for use of elevators, add, maximum | CF | 0.64
025119009600 | Rubbish hauling
025119009610 | Rubbish chute, plastic. Minimum | Rubbish chute, min | LF | 22
025119009615 | Rubbish chute, plastic. Maximum | Rubbish chute, max | LF | 55
025119009640 | Hand loaded on trucks, 2 mile trip | Rubbish hauling, hand load on truck, 2 mile trip | CY | 54.47
025119009660 | Machine loaded on trucks, 2 mile trip | Rubbish hauling, machine load on truck, 2 mile trip | CY | 35.1
026500000000 | SITE REMEDIATION
026500600000 | UNDERGROUND STORAGE TANK REMOVAL | UNDERGROUND TANKS
026500601980 | Remove underground storage tank, and backfill
026500602000 | 50 to 250 gals | Remove UG storage tank, w/excav, 50 to 250 gals | EA | 1170
026500602050 | 600 gals | Remove UG storage tank, w/excav, 600 gals | EA | 1170
026500602060 | 1000 gals | Remove UG storage tank, w/excav, 1000 gal | EA | 1755
026500602100 | 4000 gals | Remove UG storage tank, w/excav, 4000 gals | EA | 2808
026500602120 | 5000 gals | Remove UG storage tank, w/excav, 5000 gals | EA | 2808
026500602140 | 10,000 gals | Remove UG storage tank, w/excav, 10,000 gals | EA | 4680
026500602160 | 12,000 gals | Remove UG storage tank, w/excav, 12,000 gals | EA | 5850
026500602180 | 15,000 gals | Remove UG storage tank, w/excav, 15,000 gals | EA | 7020
026500602200 | 20,000 gals | Remove UG storage tank, w/excav, 20,000 gals | EA | 8775
026500700000 | SEPTIC TANK REMOVAL | SEPTIC TANKS
026500700980 | Remove septic tank
026500701000 | 1000 gals | Remove septic tank, 1000 gals | EA | 293
026500701020 | 2000 gals | Remove septic tank, 2000 gals | EA | 351
026500701040 | 5000 gals | Remove septic tank, 5000 gals | EA | 439
026500701060 | 15,000 gals | Remove septic tank, 15,000 gals | EA | 3510
026500701080 | 25,000 gals | Remove septic tank, 25,000 gals | EA | 4680
026500702000 | 40,000 gals | Remove septic tank, 40,000 gals | EA | 7020
028200000000 | HAZARDOUS WASTE
028200100000 | ASBESTOS REMOVAL | ASBESTOS REMOVAL
028200101000 | Enclosure using wood studs & poly, install & remove | Enclosure using wood studs & poly, install, remove | SF | 609
028200101020 | Trailer (change room) | Trailer (change room) | DAY | 142
028200101100 | Disposal suits (4 suits per man day) | Disposal suits (4 suits per man day) | DAY | 56.71
028200101120 | Type C respirator mask, includes hose & filters, per man | Type C respirator mask, incl hose & filters, per man | DAY | 28.35
028200101130 | Respirator mask & filter, light contamination | Respirator mask & filter, light contamination | DAY | 11.34
028200101980 | Air monitoring test, 12 tests per day
028200102000 | Off job testing | Air monitoring test, 12 test per day, off job | DAY | 1582
028200102020 | On the job testing | Air monitoring test, 12 test per day, on job | DAY | 2109
028200106000 | Asbestos vacuum with attachments | Asbestos vacuum with attachments | EA | 917
028200106500 | Hydraspray piston pump | Hydraspray piston pump | EA | 1223
028200106600 | Negative air pressure system | Negative air pressure system | EA | 1223
028200106800 | Grade D breathing air equipment | Grade D breathing air equipment | EA | 2751
028200106900 | Glove bag, 44" x 60" x 6 mil plastic | Glove bag, 44" x 60" x 6 mil plastic | EA | 8.86
028200107980 | 40 CY asbestos dumpster
028200108000 | Weekly rental | 40 cy asbestos dumpster (week) | EA | 1023
028200108100 | Pick up/delivery | 40 cy asbestos dumpster, pick up/delivery | EA | 468
028200108400 | Asbestos dump fee | 40 cy asbestos dump fee | EA | 297
028200200000 | DUCT INSULATION REMOVAL | DUCT INSULATION REMOVAL
028200200080 | Remove duct insulation, duct size
028200201000 | 6" x 12" | Remove duct insulation, duct size, 6"x 12" | LF | 316
028200201020 | x 18" | Remove duct insulation, duct size, 6"x 18" | LF | 235
028200201040 | x 24" | Remove duct insulation, duct size, 6"x 24" | LF | 163
028200201060 | 8" x 12" | Remove duct insulation, duct size 8"x 12" | LF | 216
028200201080 | x 18" | Remove duct insulation, duct size, 8"x 18" | LF | 200
028200201100 | x 24" | Remove duct insulation, duct size, 8"x 24" | LF | 149
028200201120 | 12" x 12" | Remove duct insulation, duct size, 12"x 12" | LF | 216
028200201140 | x 18" | Remove duct insulation, duct size, 12"x 18" | LF | 163
028200201160 | x 24" | Remove duct insulation, duct size, 12"x 24" | LF | 133
028200300000 | PIPE INSULATION REMOVAL | PIPE INSULATION REMOVAL
028200300060 | Removal, asbestos insulation
028200300080 | 2" thick, pipe
028200301000 | 1" to 3" dia. | Remove pipe insul, 2" asbestos, pipe 1" to 3" | LF | 5.34
028200301020 | 4" to 6" dia. | Remove pipe insul, 2" asbestos, pipe 4" to 6" | LF | 6.1
028200301030 | 3" thick
028200301040 | 7" to 8" dia. | Remove pipe insul, 3" asbestos, pipe 7" to 8" | LF | 6.41
028200301060 | 9" to 10" dia. | Remove pipe insul, 3" asbestos, pipe, 9" to 10" | LF | 6.74
028200301070 | 11" to 12" dia. | Remove pipe insul, 3" asbestos, pipe, 11" to 12" | LF | 7.12
028200301080 | 13" to 14" dia. | Remove pipe insul, 3" asbestos, pipe, 13" to 14" | LF | 7.54
028200301090 | 15" to 18" dia. | Remove pipe insul, 3" asbestos, pipe 15 to 18" | LF | 8.01
030000000000 | CONCRETE
030100000000 | CONCRETE RESTORATION
030130100000 | CONCRETE REPAIR | CONCRETE REPAIR
030130100090 | Epoxy grout floor patch, 1/4" thick | Epoxy grout floor patch, 1/4" thick | SF | 15.3
030130100100 | Grout, epoxy, 2 component system | Grout, epoxy, 2 component system | CF | 429
030130100110 | Epoxy sand | Epoxy sand | BAG | 29.09
030130100120 | Epoxy modifier | Epoxy modifier | GAL | 187
030130100140 | Epoxy gel grout | Epoxy gel grout | SF | 68.4
030130100150 | Injection valve, 1 way, threaded plastic | Epoxy grout, injection valve, 1 way, threaded plastic | EA | 24.7
030130100155 | Grout crack seal, 2 component | Grout crack seal, 2 component | CF | 1063
030130100160 | Grout, non-shrink | Group, nonshrink | CF | 166
030130100165 | Concrete, epoxy modified
030130100170 | Sand mix | Concrete, epoxy modified, sand mix | CF | 188
030130100180 | Gravel mix | Concrete, epoxy modified, gravel mix | CF | 138
030130100190 | Concrete repair
030130100195 | Soffit repair
030130100200 | 16" wide | Concrete repairs, soffit, 16" wide | LF | 18.4
030130100210 | 18" wide | Concrete repairs, soffit, 18" wide | LF | 19.3
030130100220 | 24" wide | Concrete repairs, soffit, 24" wide | LF | 21.35
030130100230 | 30" wide | Concrete repairs, soffit, 30" wide | LF | 23.26
030130100240 | 32" wide | Concrete repairs, soffit, 32" wide | LF | 24.55
030130100245 | Edge repair
030130100250 | 2" spall | Concrete repairs, edge, 2" spall | LF | 18.68
030130100260 | 3" spall | Concrete repairs, edge, 3" spall | LF | 19.61
030130100270 | 4" spall | Concrete repairs, edge, 4" spall | LF | 20.16
030130100280 | 6" spall | Concrete repairs, edge, 6" spall | LF | 20.73
030130100290 | 8" spall | Concrete repairs, edge, 8" spall | LF | 21.95
030130100300 | 9" spall | Concrete repairs, edge, 9" spall | LF | 24.55
030130100330 | Crack repair, 1/8" crack | Concrete repair, crack, 1/8" | LF | 11.65
030130105000 | Reinforcing steel repair
030130105005 | 1 bar, 4 ft
030130105010 | #4 bar | Reinforcing steel repairs, 1 bar, 4 ft, #4 bar | LF | 11.22
030130105012 | #5 bar | Reinforcing steel repairs, 1 bar, 4 ft, #5 bar | LF | 11.5
030130105014 | #6 bar | Reinforcing steel repairs, 1 bar, 4 ft, #6 bar | LF | 12.54
030130105016 | #8 bar | Reinforcing steel repairs, 1 bar, 4 ft, #8 bar | LF | 13.63
030130105020 | #9 bar | Reinforcing steel repairs, 1 bar, 4 ft, #9 bar | LF | 15.11
030130105030 | #11 bar | Reinforcing steel repairs, 1 bar, 4 ft, #11 bar | LF | 16.89
030130107010 | Form fabric, nylon
030130107020 | 18" diameter | Form fabric, nylon, 18" diameter | LF | 22.2
030130107030 | 20" diameter | Form fabric, nylon, 20" diameter | LF | 22.57
030130107040 | 24" diameter | Form fabric, nylon, 24" diameter | LF | 37.12
030130107050 | 30" diameter | Form fabric, nylon, 30" diameter | LF | 38.06
030130107060 | 36" diameter | Form fabric, nylon, 36" diameter | LF | 43.67
030130107100 | Pile repairs
030130107105 | Polyethylene wrap
030130107108 | 30 mil thick
030130107110 | 60" wide | Pile repairs, polyethelene wrap, 30 mil thk, 60" wide | SF | 45.27
030130107120 | 72" wide | Pile repairs, polyethelene wrap, 30 mil thk, 72" wide | SF | 51.81
030130107125 | 60 mil thick
030130107130 | 60" wide | Pile repairs, polyethelene wrap, 60 mil thk, 60" wide | SF | 49.71
030130107140 | 80" wide | Pile repairs, polyethelene wrap, 60 mil thk, 80" wide | SF | 62.01
030130108010 | Pile spall, average repair 3'
030130108020 | 18" x 18" | Pile spall, average repair 3', 18"x 18" | EA | 127
030130108030 | 20" x 20" | Pile spall, average repair 3', 20"x 20" | EA | 163
031000000000 | CONCRETE FORMING & ACCESSORIES
031003000000 | FORMWORK ACCESSORIES | FORMWORK ACCESSORIES
031003001000 | Column clamps
031003001010 | Small, adjustable, 24"x24" | Formwork accessories, column clamps small, adjustable, 24"x24" | EA | 110
031003001020 | Medium 36"x36" | Formwork accessories, column clamps, medium 36"x36" | EA | 114
031003001030 | Large 60"x60" | Formwork accessories, column clamps, large 60"x60" | EA | 116
031003002000 | Forming hangers
031003002010 | Iron 14 ga. | Formwork accessories, forming hangers, iron, 14 ga. | EA | 3.25
031003002020 | 22 ga. | Formwork accessories, forming hangers, iron, 22 ga. | EA | 3.25
031003003000 | Snap ties
031003003010 | Short-end with washers, 6" long | Formwork accessories, snap ties, short-end with washers, 6" long | EA | 1.91
031003003020 | 12" long | Formwork accessories, snap ties, short-end with washers, 12" long | EA | 2.16
031003004000 | 18" long | Formwork accessories, snap ties, short-end with washers, 18" long | EA | 2.58
031003004010 | 24" long | Formwork accessories, snap ties, short-end with washers, 24" long | EA | 2.78
031003004020 | Long-end with washers, 6' long | Formwork accessories, snap ties, long-end with washers, 6" long | EA | 2.25
031003004030 | 12" long | Formwork accessories, snap ties, long-end with washers, 12" long | EA | 2.49
031003004040 | 18" long | Formwork accessories, snap ties, long-end with washers, 18" long | EA | 2.82
031003004050 | 24" long | Formwork accessories, snap ties, long-end with washers, 24" long | EA | 3.16
031003005000 | Stakes
031003005010 | Round, pre-drilled holes, 12" long | Formwork accessories, stakes, round, pre-drilled holes, 12" long | EA | 6.14
031003005020 | 18" long | Formwork accessories, stakes, round, pre-drilled holes, 18" long | EA | 6.87
031003005030 | 24" long | Formwork accessories, stakes, round, pre-drilled holes, 24" long | EA | 8.9
031003005040 | 30" long | Formwork accessories, stakes, round, pre-drilled holes, 30" long | EA | 11.43
031003005050 | 36" long | Formwork accessories, stakes, round, pre-drilled holes, 36" long | EA | 13.79
031003005060 | 48" long | Formwork accessories, stakes, round, pre-drilled holes, 48" long | EA | 18.58
031003005070 | I beam type, 12" long | Formwork accessories, stakes, beam type, pre-drilled holes, 12" long | EA | 5.05
031003006000 | 18" long | Formwork accessories, stakes, beam type, pre-drilled holes, 18" long | EA | 5.76
031003006010 | 24" long | Formwork accessories, stakes, beam type, pre-drilled holes, 24" long | EA | 8.74
031003006020 | 30" long | Formwork accessories, stakes, beam type, pre-drilled holes, 30" long | EA | 10.27
031003006030 | 36" long | Formwork accessories, stakes, beam type, pre-drilled holes, 36" long | EA | 13.1
031003007000 | 48" long | Formwork accessories, stakes, beam type, pre-drilled holes, 48" long | EA | 16.36
031003007010 | Taper ties
031003007020 | 50K, 1-1/4" to 1", 35" long | Formwork accessories, taper ties, 50K, 1-1/4" to 1", 35" long | EA | 85.28
031003008000 | 45" long | Formwork accessories, taper ties, 50K, 1-1/4" to 1", 45" long | EA | 140
031003008010 | 55" long | Formwork accessories, taper ties, 50K, 1-1/4" to 1", 55" long | EA | 171
031003008020 | Walers
031003008030 | 5" deep, 4' long | Formwork accessories, walers, 5" deep, 4' long | EA | 239
031003008040 | 8' long | Formwork accessories, walers, 5" deep, 8' long | EA | 307
031003008050 | 12' long | Formwork accessories, walers, 5" deep, 12' long | EA | 513
031003009000 | 16' long | Formwork accessories, walers, 5" deep, 16' long | EA | 660
031003009010 | 8" deep, 4' long | Formwork accessories, walers, 8" deep, 4' long | EA | 319
031003009020 | 8' long | Formwork accessories, walers, 8" deep, 8' long | EA | 584
031003009030 | 12' long | Formwork accessories, walers, 8" deep, 12' long | EA | 836
031003009040 | 16' long | Formwork accessories, walers, 8" deep, 16' long | EA | 1333
031100000000 | FORMWORK
031113000000 | BEAM FORMWORK | BEAM FORMWORK
031113001000 | Beam forms, job built
031113001020 | Beam bottoms
031113001040 | 1 use | Job built, beam bottom forms, 1 use | SF | 20.32
031113001060 | 2 uses | Job built, beam bottom forms, 2 uses | SF | 16.93
031113001080 | 3 uses | Job built, beam bottom forms, 3 uses | SF | 15.61
031113001100 | 4 uses | Job built, beam bottom forms, 4 uses | SF | 14.53
031113001120 | 5 uses | Job built, beam bottom forms, 5 uses | SF | 13.98
031113002000 | Beam sides
031113002020 | 1 use | Job built, beam side forms, 1 use | SF | 13.88
031113002040 | 2 uses | Job built, beam side forms, 2 uses | SF | 11.45
031113002060 | 3 uses | Job built, beam side forms, 3 uses | SF | 10.68
031113002080 | 4 uses | Job built, beam side forms, 4 uses | SF | 10.09
031113002100 | 5 uses | Job built, beam side forms, 5 uses | SF | 9.47
031113100000 | BOX CULVERT FORMWORK | BOX CULVERT FORMWORK
031113101000 | Box culverts, job built
031113101010 | 6' x 6'
031113101020 | 1 use | Box culverts, job built, 6'x 6', 1 use | SF | 13.55
031113101040 | 2 uses | Box culverts, job built, 6'x 6', 2 uses | SF | 10.71
031113101060 | 3 uses | Box culverts, job built, 6'x 6', 3 uses | SF | 9.87
031113101080 | 4 uses | Box culverts, job built, 6'x 6', 4 uses | SF | 9.16
031113101100 | 5 uses | Box culverts, job built, 6'x 6', 5 uses | SF | 8.62
031113101110 | 8' x 12'
031113101120 | 1 use | Box culverts, job built, 8'x 12', 1 use | SF | 12.19
031113101130 | 2 uses | Box culverts, job built, 8'x 12', 2 uses | SF | 9.46
031113101150 | 3 uses | Box culverts, job built, 8'x 12', 3 uses | SF | 8.72
031113101170 | 4 uses | Box culverts, job built, 8'x 12', 4 uses | SF | 8.11
031113101200 | 5 uses | Box culverts, job built, 8'x 12', 5 uses | SF | 7.64
031113200000 | COLUMN FORMWORK | COLUMN FORMWORK
031113201000 | Column, square forms, job built
031113201020 | 8" x 8" columns
031113201040 | 1 use | Job built, column forms, 8" x 8", 1 use | SF | 22
031113201060 | 2 uses | Column, square forms, job built, 8"x 8", 2 uses | SF | 18.76
031113201080 | 3 uses | Column, square forms, job built, 8"x 8", 3 uses | SF | 17.72
031113201100 | 4 uses | Column, square forms, job built, 8"x 8", 4 uses | SF | 16.95
031113201120 | 5 uses | Job built, column forms, 8"x 8", 5 uses | SF | 16.1
031113201200 | 12" x 12" columns
031113201220 | 1 use | Column, square forms, job built, 12"x 12", 1 use | SF | 20.01
031113201240 | 2 uses | Column, square forms, job built, 12"x 12", 2 uses | SF | 17.2
031113201260 | 3 uses | Column, square forms, job built, 12"x 12", 3 uses | SF | 16.15
031113201280 | 4 uses | Column, square forms, job built, 12"x 12", 4 uses | SF | 15.41
031113201290 | 5 uses | Job built, column forms, 12"x 12", 5 uses | SF | 14.67
031113201300 | 16" x 16" columns
031113201320 | 1 use | Column, square forms, job built, 16"x 16", 1 use | SF | 18.53
031113201340 | 2 uses | Column, square forms, job built, 16"x 16", 2 uses | SF | 15.78
031113201360 | 3 uses | Column, square forms, job built, 16"x 16", 3 uses | SF | 14.85
031113201380 | 4 uses | Column, square forms, job built, 16"x 16", 4 uses | SF | 14.29
031113201390 | 5 uses | Column, square forms, job built, 16"x 16", 5 uses | SF | 13.58
031113201400 | 24" x 24" columns
031113201420 | 1 use | Column, square forms, job built, 24"x 24", 1 use | SF | 17.49
031113201440 | 2 uses | Column, square forms, job built, 24"x 24", 2 uses | SF | 14.49
031113201460 | 3 uses | Column, square forms, job built, 24"x 24", 3 uses | SF | 13.77
031113201480 | 4 uses | Column, square forms, job built, 24"x 24", 4 uses | SF | 13.07
031113201490 | 5 uses | Column, square forms, job built, 24"x 24", 5 uses | SF | 12.64
031113201500 | 36" x 36" columns
031113201520 | 1 use | Column, square forms, job built, 36"x 36", 1 use | SF | 16.63
031113201540 | 2 uses | Column, square forms, job built, 36"x 36", 2 uses | SF | 13.68
031113201560 | 3 uses | Column, square forms, job built, 36"x 36", 3 uses | SF | 12.97
031113201580 | 4 uses | Column, square forms, job built, 36"x 36", 4 uses | SF | 12.4
031113201590 | 5 uses | Column, square forms, job built, 36"x 36", 5 uses | SF | 12.02
031113202000 | Round fiber forms, 1 use
031113202040 | 10" dia. | Column, round fiber form, 1 use, 10" dia | LF | 22.16
031113202060 | 12" dia. | Column, round fiber form, 1 use, 12" dia | LF | 23.83
031113202080 | 14" dia. | Column, round fiber form, 1 use, 14" dia | LF | 26.78
031113202100 | 16" dia. | Column, round fiber form, 1 use, 16" dia | LF | 30.45
031113202120 | 18" dia. | Column, round fiber form, 1 use, 18" dia | LF | 39.55
031113202140 | 24" dia. | Column, round fiber form, 1 use, 24" dia | LF | 45.51
031113202160 | 30" dia. | Column, round fiber form, 1 use, 30" dia | LF | 59.51
031113202180 | 36" dia. | Column, round fiber form, 1 use, 36" dia | LF | 70.49
031113202200 | 42" dia. | Column, round fiber form, 1 use, 42" dia | LF | 111
031113300000 | CURB FORMWORK | CURB FORMWORK
031113300980 | Curb forms
031113300990 | Straight, 6" high
031113301000 | 1 use | Job built curb forms, 6" high, 1 use | LF | 11.53
031113301020 | 2 uses | Job built curb forms, 6" high, 2 uses | LF | 9.81
031113301040 | 3 uses | Curb forms, straight, 6" high, 3 uses | LF | 8.96
031113301060 | 4 uses | Curb forms, straight, 6" high, 4 uses | LF | 8.47
031113301080 | 5 uses | Job built curb forms, 6" high, 5 uses | LF | 8.05
031113301090 | Curved, 6" high
031113302000 | 1 use | Curb forms, curved, 6" high, 1 use | LF | 13.87
031113302020 | 2 uses | Curb forms, curved, 6" high, 2 uses | LF | 11.9
031113302040 | 3 uses | Curb forms, curved, 6" high, 3 uses | LF | 10.84
031113302060 | 4 uses | Curb forms, curved, 6" high, 4 uses | LF | 10.29
031113302080 | 5 uses | Curb forms, curved, 6" high, 5 uses | LF | 9.83
031113400000 | ELEVATED SLAB FORMWORK | ELEVATED SLAB FORMWORK
031113400100 | Elevated slab formwork
031113401000 | Slab, with drop panels
031113401020 | 1 use | Job built, slab forms, drop panel, 1 use | SF | 13.17
031113401040 | 2 uses | Job built, slab forms, drop panel, 2 uses | SF | 10.14
031113401060 | 3 uses | Job built, slab forms, drop panel, 3 uses | SF | 9.04
031113401080 | 4 uses | Job built, slab forms, drop panel, 4 uses | SF | 8.49
031113401100 | 5 uses | Job built, slab forms, drop panel, 5 uses | SF | 8.01
031113402000 | Floor slab, hung from steel beams
031113402020 | 1 use | Elevated slab form, floor hung from steel, 1 use | SF | 11.63
031113402040 | 2 uses | Elevated slab form, floor hung from steel, 2 uses | SF | 8.98
031113402060 | 3 uses | Elevated slab form, floor hung from steel, 3 uses | SF | 8.51
031113402080 | 4 uses | Elevated slab form, floor hung from steel, 4 uses | SF | 7.94
031113402100 | 5 uses | Elevated slab form, floor hung from steel, 5 uses | SF | 7.41
031113403000 | Floor slab, with pans or domes
031113403020 | 1 use | Elevated slab form, w/pans or domes, 1 use | SF | 16.96
031113403040 | 2 uses | Elevated slab form, w/pans or domes, 2 uses | SF | 13.29
031113403060 | 3 uses | Elevated slab form, w/pans or domes, 3 uses | SF | 12.59
031113403080 | 4 uses | Elevated slab form, w/pans or domes, 4 uses | SF | 11.92
031113403100 | 5 uses | Elevated slab form, w/pans or domes, 5 uses | SF | 11.06
031113409030 | Equipment curbs, 12" high
031113409035 | 1 use | Elevated slab form, curbs, 12" high, 1 use | LF | 12.87
031113409040 | 2 uses | Elevated slab form, curbs, 12" high, 2 uses | LF | 10.81
031113409060 | 3 uses | Elevated slab form, curbs, 12" high, 3 uses | LF | 10.07
031113409080 | 4 uses | Elevated slab form, curbs, 12" high, 4 uses | LF | 9.47
031113409100 | 5 uses | Elevated slab form, curbs, 12" high, 5 uses | LF | 8.87
031113500000 | EQUIPMENT PAD FORMWORK | EQUIPMENT PAD FORMWORK
031113501000 | Equipment pad, job built
031113501020 | 1 use | Job built, equipment pad forms, 1 use | SF | 16.08
031113501040 | 2 uses | Equipment pad form, job built, 2 uses | SF | 13.13
031113501060 | 3 uses | Job built, equipment pad forms, 3 uses | SF | 11.91
031113501080 | 4 uses | Equipment pad form, job built, 4 uses | SF | 10.8
031113501100 | 5 uses | Equipment pad form, job built, 5 uses | SF | 9.93
031113600000 | FOOTING FORMWORK | FOOTING FORMWORK
031113602000 | Wall footings, job built, continuous
031113602040 | 1 use | Job built, wall footing forms, continuous, 1 use | SF | 11.31
031113602050 | 2 uses | Job built, wall footing forms, continuous, 2 uses | SF | 9.99
031113602060 | 3 uses | Job built, wall footing forms, continuous, 3 uses | SF | 9.26
031113602080 | 4 uses | Job built, wall footing forms, continuous, 4 uses | SF | 8.73
031113602090 | 5 uses | Job built, wall footing forms, continuous, 5 uses | SF | 8.21
031113603000 | Column footings, spread
031113603020 | 1 use | Job built, spread column footings forms, 1 use | SF | 13.54
031113603040 | 2 uses | Job built, spread column footings forms, 2 uses | SF | 12.08
031113603060 | 3 uses | Job built, spread column footings forms, 3 uses | SF | 10.85
031113603080 | 4 uses | Job built, spread column footings forms, 4 uses | SF | 10.08
031113603100 | 5 uses | Job built, spread column footings forms, 5 uses | SF | 9.53
031113700000 | GRADE BEAM FORMWORK | GRADE BEAM FORMWORK
031113701000 | Grade beams, job built
031113701020 | 1 use | Job built, grade beam forms, 1 use | SF | 13.11
031113701040 | 2 uses | Job built, grade beam forms, 2 uses | SF | 10.56
031113701060 | 3 uses | Job built, grade beam forms, 3 uses | SF | 9.6
031113701080 | 4 uses | Job built, grade beam forms, 4 uses | SF | 8.91
031113701100 | 5 uses | Job built, grade beam forms, 5 uses | SF | 8.32
031113800000 | PILE CAP FORMWORK | PILE CAP FORMWORK
031113801500 | Pile cap forms, job built
031113801510 | Square
031113801520 | 1 use | Pile cap forms, job built, square/rect, 1 use | SF | 15.83
031113801540 | 2 uses | Pile cap forms, job built, square/rect, 2 uses | SF | 12.85
031113801560 | 3 uses | Pile cap forms, job built, square/rect, 3 uses | SF | 11.66
031113801580 | 4 uses | Pile cap forms, job built, square/rect, 4 uses | SF | 10.87
031113801600 | 5 uses | Pile cap forms, job built, square/rect, 5 uses | SF | 10.06
031113802000 | Triangular
031113802020 | 1 use | Pile cap forms, job built, triangular, 1 use | SF | 17.63
031113802040 | 2 uses | Pile cap forms, job built, triangular, 2 uses | SF | 14.83
031113802060 | 3 uses | Pile cap forms, job built, triangular, 3 uses | SF | 13.36
031113802080 | 4 uses | Pile cap forms, job built, triangular, 4 uses | SF | 12.19
031113802100 | 5 uses | Pile cap forms, job built, triangular, 5 uses | SF | 11.13
031113900000 | SLAB / MAT FORMWORK | SLAB / MAT FORMWORK
031113903000 | Mat foundations, job built
031113903020 | 1 use | Job built, mat foundation forms, 1 use | SF | 15.12
031113903040 | 2 uses | Job built, mat foundation forms, 2 uses | SF | 12.45
031113903060 | 3 uses | Job built, mat foundation forms, 3 uses | SF | 11.17
031113903080 | 4 uses | Job built, mat foundation forms, 4 uses | SF | 10.37
031113903100 | 5 uses | Job built, mat foundation forms, 5 uses | SF | 9.59
031113903980 | Edge forms
031113903990 | 6" high
031113904000 | 1 use | Mat foundation form, job built, edge, 6" hi, 1 use | LF | 12.14
031113904001 | 2 uses | Mat foundation form, job built, edge, 6" hi, 2 uses | LF | 9.82
031113904002 | 3 uses | Mat foundation form, job built, edge, 6" hi, 3 uses | LF | 8.81
031113904003 | 4 uses | Mat foundation form, job built, edge, 6" hi, 4 uses | LF | 8.22
031113904004 | 5 uses | Mat foundation form, job built, edge, 6" high, 5 use | LF | 7.64
031113904006 | 12" high
031113904010 | 1 use | Mat foundation form, job built, edge, 12" high, 1 use | LF | 12.83
031113904011 | 2 uses | Mat foundation form, job built, edge, 12" high, 2 uses | LF | 10.43
031113904012 | 3 uses | Mat foundation form, job built, edge, 12" high, 3 uses | LF | 9.37
031113904013 | 4 uses | Mat foundation form, job built, edge, 12" high, 4 uses | LF | 8.71
031113904014 | 5 uses | Mat foundation form, job built, edge, 12" high, 5 use | LF | 8.12
031113905000 | Formwork for openings
031113905020 | 1 use | Formwork for openings, 1 use | SF | 23.02
031113905040 | 2 uses | Formwork for openings, 2 uses | SF | 18.71
031113905060 | 3 uses | Formwork for openings, 3 uses | SF | 16.84
031113905080 | 4 uses | Formwork for openings, 4 uses | SF | 15.07
031113905100 | 5 uses | Formwork for openings, 5 uses | SF | 13.76
031114000000 | STAIR FORMWORK | STAIR FORMWORK
031114001000 | Stairway forms, job built
031114001020 | 1 use | Job built, stairway forms, 1 use | SF | 24.06
031114001030 | 2 uses | Job built, stairway forms, 2 uses | SF | 19.18
031114001040 | 3 uses | Job built, stairway forms, 3 uses | SF | 16.98
031114001050 | 4 uses | Job built, stairway forms, 4 uses | SF | 15.66
031114001060 | 5 uses | Job built, stairway forms, 5 uses | SF | 14.27
031114002000 | Stairs, elevated
031114002020 | 1 use | Job built, stairs, elevated, 1 use | SF | 25.64
031114002040 | 2 uses | Job built, stairs, elevated, 2 uses | SF | 18.56
031114002060 | 3 uses | Job built, stairs, elevated, 3 uses | SF | 16
031114002080 | 4 uses | Job built, stairs, elevated, 4 uses | SF | 14.63
031114002100 | 5 uses | Job built, stairs, elevated, 5 uses | SF | 13.3
031114100000 | WALL FORMWORK | WALL FORMWORK
031114102980 | Wall forms, exterior, job built
031114103000 | Up to 8' high wall
031114103120 | 1 use | Job built, ext wall forms, 8' high, 1 use | SF | 13.45
031114103140 | 2 uses | Job built, ext wall forms, 8' high, 2 uses | SF | 10.7
031114103160 | 3 uses | Job built, ext wall forms, 8' high, 3 uses | SF | 10
031114103180 | 4 uses | Job built, ext wall forms, 8' high, 4 uses | SF | 9.32
031114103190 | 5 uses | Job built, ext wall forms, 8' high, 5 uses | SF | 8.76
031114103200 | Over 8' high wall
031114103220 | 1 use | Wall forms, ext, job built, over 8' high wall, 1 use | SF | 16.02
031114103230 | 2 uses | Wall forms, ext, job built, over 8' high wall, 2 uses | SF | 12.93
031114103240 | 3 uses | Wall forms, ext, job built, over 8' high wall, 3 uses | SF | 12.11
031114103280 | 4 uses | Wall forms, ext, job built, over 8' high wall, 4 uses | SF | 11.36
031114103290 | 5 uses | Wall forms, ext, job built, over 8' high wall, 5 uses | SF | 10.55
031114103300 | Over 16' high wall
031114103320 | 1 use | Wall forms, ext, job built, over 16' high wall, 1 use | SF | 17.77
031114103340 | 2 uses | Wall forms, ext, job built, over 16' high wall, 2 uses | SF | 14.55
031114103360 | 3 uses | Wall forms, ext, job built, over 16' high wall, 3 uses | SF | 13.54
031114103380 | 4 uses | Wall forms, ext, job built, over 16' high wall, 4 uses | SF | 12.64
031114103400 | 5 uses | Wall forms, ext, job built, over 16' high wall, 5 uses | SF | 11.84
031114104000 | Radial wall forms
031114104020 | 1 use | Wall forms, radial, job built, 1 use | SF | 18.25
031114104040 | 2 uses | Wall forms, radial, job built, 2 uses | SF | 15.08
031114104060 | 3 uses | Wall forms, radial, job built, 3 uses | SF | 14.05
031114104080 | 4 uses | Wall forms, radial, job built, 4 uses | SF | 13.08
031114104090 | 5 uses | Wall forms, radial, job built, 5 uses | SF | 12.18
031114104591 | Retaining wall forms
031114104592 | 1 use | Wall forms, retaining, job built, 1 use | SF | 13.98
031114104593 | 2 uses | Wall forms, retaining, job built, 2 uses | SF | 11.21
031114104594 | 3 uses | Wall forms, retaining, job built, 3 uses | SF | 10.43
031114104595 | 4 uses | Wall forms, retaining, job built, 4 uses | SF | 9.75
031114104596 | 5 uses | Wall forms, retaining, job built, 5 uses | SF | 9.11
031114104600 | Radial retaining wall forms
031114104620 | 1 use | Wall forms, radial, retaining, job built, 1 use | SF | 18.81
031114104640 | 2 uses | Wall forms, radial, retaining, job built, 2 uses | SF | 15.77
031114104660 | 3 uses | Wall forms, radial, retaining, job built, 3 uses | SF | 14.42
031114104680 | 4 uses | Wall forms, radial, retaining, job built, 4 uses | SF | 13.49
031114104690 | 5 uses | Wall forms, radial, retaining, job built, 5 uses | SF | 12.46
031114105000 | Column pier and pilaster
031114105020 | 1 use | Column pier and pilaster, 1 use | SF | 21.89
031114105040 | 2 uses | Column pier and pilaster, 2 uses | SF | 18.13
031114105060 | 3 uses | Column pier and pilaster, 3 uses | SF | 16.68
031114105080 | 4 uses | Column pier and pilaster, 4 uses | SF | 15.38
031114105090 | 5 uses | Column pier and pilaster, 5 uses | SF | 14.18
031114106980 | Interior wall forms
031114107000 | Up to 8' high
031114107020 | 1 use | Interior wall forms, 8' high, 1 use | SF | 12.71
031114107040 | 2 uses | Interior wall forms, 8' high, 2 uses | SF | 10.04
031114107060 | 3 uses | Interior wall forms, 8' high, 3 uses | SF | 9.42
031114107080 | 4 uses | Interior wall forms, 8' high, 4 uses | SF | 8.77
031114107100 | 5 uses | Interior wall forms, 8' high, 5 uses | SF | 8.16
031114107200 | Over 8' high
031114107220 | 1 use | Interior wall forms, over 8' high, 1 use | SF | 14.88
031114107240 | 2 uses | Interior wall forms, over 8' high, 2 uses | SF | 11.92
031114107260 | 3 uses | Interior wall forms, over 8' high, 3 uses | SF | 11.2
031114107280 | 4 uses | Interior wall forms, over 8' high, 4 uses | SF | 10.54
031114107290 | 5 uses | Interior wall forms, over 8' high, 5 uses | SF | 9.83
031114107300 | Over 16' high
031114107320 | 1 use | Interior wall forms, over 16' high, 1 use | SF | 16.29
031114107340 | 2 uses | Interior wall forms, over 16' high, 2 uses | SF | 13.26
031114107360 | 3 uses | Interior wall forms, over 16' high, 3 uses | SF | 12.4
031114107380 | 4 uses | Interior wall forms, over 16' high, 4 uses | SF | 11.63
031114107390 | 5 uses | Interior wall forms, over 16' high, 5 uses | SF | 10.93
031114107400 | Radial wall forms
031114107420 | 1 use | Radial wall forms, interior, 1 use | SF | 16.33
031114107440 | 2 uses | Radial wall forms, interior, 2 uses | SF | 13.48
031114107460 | 3 uses | Radial wall forms, interior, 3 uses | SF | 12.63
031114107480 | 4 uses | Radial wall forms, interior, 4 uses | SF | 11.82
031114107490 | 5 uses | Radial wall forms, interior, 5 uses | SF | 11.06
031114107500 | Curved wall forms, 24" sections
031114107520 | 1 use | Curved wall forms, int, 24" chords, 1 use | SF | 21.54
031114107540 | 2 uses | Curved wall forms, int, 24" chords, 2 uses | SF | 17.96
031114107560 | 3 uses | Curved wall forms, int, 24" chords, 3 uses | SF | 16.5
031114107580 | 4 uses | Curved wall forms, int, 24" chords, 4 uses | SF | 15.2
031114107590 | 5 uses | Curved wall forms, int, 24" chords, 5 uses | SF | 14.02
031114109000 | PVC form liner, per side, smooth finish
031114109010 | 1 use | PVC form liner, per side, smooth finish, 1 use | SF | 16.14
031114109020 | 2 uses | PVC form liner, per side, smooth finish, 2 uses | SF | 11.66
031114109030 | 3 uses | PVC form liner, per side, smooth finish, 3 uses | SF | 10.62
031114109040 | 4 uses | PVC form liner, per side, smooth finish, 4 uses | SF | 9.18
031114109050 | 5 uses | PVC form liner, per side, smooth finish, 5 uses | SF | 8.12
031124200000 | MISCELLANEOUS FORMWORK | MISCELLANEOUS FORMWORK
031124201200 | Keyway forms (5 uses)
031124201220 | 2 x 4 | Keyway forms (5 uses), 2x4 | LF | 4.52
031124201240 | 2 x 6 | Keyway forms (5 uses), 2x6 | LF | 5.17
031124201500 | Bulkheads
031124201510 | Walls, with keyways
031124201515 | 2 piece | Bulkheads, walls, w/keyways, 2 piece | LF | 13.33
031124201520 | 3 piece | Bulkheads, walls, w/keyways, 3 piece | LF | 15.62
031124201560 | Elevated slab, with keyway
031124201570 | 2 piece | Bulkheads, elevated slab, w/keyway, 2 piece | LF | 13.57
031124201580 | 3 piece | Bulkheads, elevated slab, w/keyway, 3 piece | LF | 17.38
031124201600 | Ground slab, with keyway
031124201620 | 2 piece | Bulkheads, ground slab, w/keyway, 2 piece | LF | 12.81
031124201640 | 3 piece | Bulkheads, ground slab, w/keyway, 3 piece | LF | 14.8
031124202000 | Chamfer strips
031124202020 | Wood
031124202040 | 1/2" wide | Chamfer strips, wood, 1/2" wide | LF | 2.11
031124202060 | 3/4" wide | Chamfer strips, wood, 3/4" wide | LF | 2.2
031124202070 | 1" wide | Chamfer strips, wood, 1" wide | LF | 2.33
031124202100 | PVC
031124202120 | 1/2" wide | Chamfer strips, PVC, 1/2" wide | LF | 3.11
031124202140 | 3/4" wide | Chamfer strips, PVC, 3/4" wide | LF | 3.22
031124202160 | 1" wide | Chamfer strips, PVC, 1" wide | LF | 3.86
031124202170 | Radius
031124202180 | 1" | Chamfer strips, radius, 1" | LF | 3.47
031124202200 | 1-1/2" | Chamfer strips, radius, 1-1/2" | LF | 4.69
031124203000 | Reglets
031124203020 | Galvanized steel, 24 ga. | Reglets, galv steel, 24 ga | LF | 5.53
031124205000 | Metal formwork
031124205020 | Straight edge forms
031124205040 | 4" high | Metal formwork, straight edge, 4" high | LF | 29.77
031124205060 | 6" high | Metal formwork, straight edge, 6" high | LF | 32.52
031124205080 | 8" high | Metal formwork, straight edge, 8" high | LF | 42.9
031124205100 | 12" high | Metal formwork, straight edge, 12" high | LF | 49.42
031124205120 | 16" high | Metal formwork, straight edge, 16" high | LF | 57.56
031124205300 | Curb form, S-shape
031124205310 | 12" x
031124205320 | 1'-6" | Metal formwork, curb, S-shape, 12"x 1'-6" | LF | 65.92
031124205340 | 2' | Metal formwork, curb, S-shape, 12"x 2' | LF | 70.42
031124205360 | 2'-6" | Metal formwork, curb, S-shape, 12"x 2'-6" | LF | 74.9
031124205380 | 3' | Metal formwork, curb, S-shape, 12"x 3' | LF | 79.4
031500000000 | ACCESSORIES
031500100000 | CONCRETE ACCESSORIES | CONCRETE ACCESSORIES
031500101000 | Expansion joint, poured
031500101010 | Asphalt
031500101020 | 1/2" x 1" | Expansion joint, poured, asphalt, 1/2"x 1" | LF | 2.6
031500101040 | 1" x 2" | Expansion joint, poured, asphalt, 1"x 2" | LF | 5.49
031500101060 | Liquid neoprene, cold applied
031500101080 | 1/2" x 1" | Liquid neoprene, cold applied, 1/2"x 1" | LF | 4.84
031500101100 | 1" x 2" | Liquid neoprene, cold applied, 1"x 2" | LF | 16.02
031500101110 | Polyurethane, 2 parts
031500101120 | 1/2" x 1" | Polyurethane, 2 parts, 1/2"x 1" | LF | 5.52
031500101140 | 1" x 2" | Polyurethane, 2 parts, 1"x 2" | LF | 15.66
031500101150 | Rubberized asphalt, cold
031500101160 | 1/2" x 1" | Rubberized asphalt, cold, 1/2"x 1" | LF | 2.14
031500101180 | 1" x 2" | Rubberized asphalt, cold, 1"x 2" | LF | 3.98
031500101190 | Hot, fuel resistant
031500101200 | 1/2" x 1" | Rubberized asphalt, hot, fuel resistant, 1/2"x 1" | LF | 2.85
031500101220 | 1" x 2" | Rubberized asphalt, hot, fuel resistant, 1"x 2" | LF | 8.92
031500101300 | Expansion joint, premolded, in slabs
031500101310 | Asphalt
031500101320 | 1/2" x 6" | Expansion joint, premolded, slabs, asphalt, 1/2"x 6" | LF | 2.6
031500101340 | 1" x 12" | Expansion joint, premolded, slabs, asphalt, 1"x 12" | LF | 4.12
031500101350 | Cork
031500101360 | 1/2" x 6" | Expansion joint, premolded, slabs, cork, 1/2"x 6" | LF | 3.6
031500101380 | 1" x 12" | Expansion joint, premolded, slabs, cork, 1"x 12" | LF | 9.7
031500101390 | Neoprene sponge
031500101400 | 1/2" x 6" | Neoprene sponge, 1/2"x 6" | LF | 5.31
031500101420 | 1" x 12" | Neoprene sponge, 1"x 12" | LF | 15.72
031500101430 | Polyethylene foam
031500101440 | 1/2" x 6" | Polyethylene foam, 1/2"x 6" | LF | 2.85
031500101460 | 1" x 12" | Polyethylene foam, 1"x 12" | LF | 7.88
031500101560 | Polyurethane foam
031500101580 | 1/2" x 6" | Polyurethane foam, 1/2"x 6" | LF | 3.4
031500101600 | 1" x 12" | Polyurethane foam, 1"x 12" | LF | 6.76
031500101610 | Polyvinyl chloride foam
031500101620 | 1/2" x 6" | Polyvinyl chloride foam, 1/2"x 6" | LF | 6.01
031500101640 | 1" x 12" | Polyvinyl chloride foam, 1"x 12" | LF | 11.65
031500101650 | Rubber, gray sponge
031500101660 | 1/2" x 6" | Rubber, gray sponge, 1/2"x 6" | LF | 6.58
031500101680 | 1" x 12" | Rubber, gray sponge, 1"x 12" | LF | 23.71
031500101700 | Asphalt felt control joints or bond breaker, screed joints
031500101780 | 4" slab | Asphalt felt control joints, 4" slab | LF | 2.91
031500101800 | 6" slab | Asphalt felt control joints, 6" slab | LF | 3.45
031500101820 | 8" slab | Asphalt felt control joints, 8" slab | LF | 4.25
031500101840 | 10" slab | Asphalt felt control joints, 10" slab | LF | 5.56
031500101900 | Keyed cold expansion and control joints, 24 ga.
031500101940 | 4" slab | Keyed cold expansion/control joints, 24 ga, 4" slab | LF | 5.63
031500101960 | 5" slab | Keyed cold expansion/control joints, 24 ga, 5" slab | LF | 6.16
031500101980 | 6" slab | Keyed cold expansion/control joints, 24 ga, 6" slab | LF | 6.77
031500101990 | 8" slab | Keyed cold expansion/control joints, 24 ga, 8" slab | LF | 7.61
031500102000 | 10" slab | Keyed cold expansion/control joints, 24 ga, 10" slab | LF | 8.26
031500102100 | Waterstops
031500102120 | Polyvinyl chloride
031500102125 | Ribbed
031500102130 | 3/16" thick x
031500102140 | 4" wide | Waterstops, polyvinyl chloride, ribbed, 3/16"x, 4" wid | LF | 5.77
031500102160 | 6" wide | Waterstops, polyvinyl chloride, ribbed, 3/16"x, 6" wid | LF | 6.71
031500102165 | 1/2" thick x
031500102170 | 9" wide | Waterstops, polyvinyl chloride, ribbed, 1/2"x, 9" wide | LF | 11.08
031500102178 | Ribbed with center bulb
031500102180 | 3/16" thick x 9" wide | Waterstop, ribbed w/center bulb, 3/16" thk x 9"w | LF | 9.95
031500102200 | 3/8" thick x 9" wide | Waterstop, ribbed w/center bulb, 3/8" thk x 9"w | LF | 10.99
031500102240 | Dumbbell type, 3/8" thick x 6" wide | Waterstop, dumbell type, 3/8" thick x 6" wide | LF | 10.64
031500102260 | Plain, 3/8" thick x 9" wide | Waterstop, plain, 3/8" thick x 9" wide | LF | 13.4
031500102280 | Center bulb, 3/8" thick x 9" wide | Waterstop, center bulb, 3/8" thick x 9" wide | LF | 15.28
031500102300 | Rubber
031500102310 | Flat dumbbell
031500102315 | 3/8" thick x
031500102320 | 6" wide | Waterstop, rubber, flat dumbell, 3/8" thick x 6" wide | LF | 12.27
031500102340 | 9" wide | Waterstop, rubber, flat dumbell, 3/8" thick x 9" wide | LF | 13.4
031500102350 | Center bulb
031500102355 | 3/8" thick x
031500102360 | 6" wide | Waterstop, rubber, center bulb, 3/8" thick x 6" wide | LF | 13.33
031500102380 | 9" wide | Waterstop, rubber, center bulb, 3/8" thick x 9" wide | LF | 16.21
031500105060 | Vapor barrier
031500105090 | 4 mil polyethylene | Vapor barrier, 4 mil polyethylene | SF | 0.28
031500105094 | 6 mil polyethylene | Vapor barrier, 6 mil polyethylene | SF | 0.3
031500105096 | 10 mil polyethylene | Vapor barrier, 10 mil polyethylene | SF | 0.36
031500105098 | 15 mil polyethylene | Vapor barrier, 15 mil polyethylene | SF | 0.37
031500105200 | Gravel porous fill, under floor slabs, 3/4" stone | Gravel porous fill, under floor slabs, 3/4" ston | CY | 141
031500106000 | Reinforcing accessories
031500106010 | Beam bolsters
031500106020 | 1-1/2" high, plain | Reinf access, beam bolsters, 1-1/2" high, plain | LF | 1.44
031500106030 | Galvanized | Reinf access, beam bolsters, galvanized | LF | 2.14
031500106035 | 3" high
031500106040 | Plain | Reinf access, beam bolsters, 3" high, plain | LF | 2.42
031500106050 | Galvanized | Reinf access, beam bolsters, 3" high, galvanized | LF | 3.13
031500106080 | Slab bolsters
031500106090 | 1" high
031500106100 | Plain | Reinf access, slab bolsters, 1" high, plain | LF | 1.06
031500106110 | Galvanized | Reinf access, slab bolsters, 1" high, galvanized | LF | 1.7
031500106115 | 2" high
031500106120 | Plain | Reinf access, slab bolsters, 2" high, plain | LF | 1.34
031500106130 | Galvanized | Reinf access, slab bolsters, 2" high, galvanized | LF | 1.96
031500106210 | Chairs, high chairs
031500106215 | 2" high
031500106218 | Plastic | Reinf access, chairs, 2" high, plastic | EA | 2.91
031500106220 | Plain | Reinf access, chairs, 2" high, plain | EA | 3.79
031500106230 | Galvanized | Reinf access, chairs, 2" high, galvanized | EA | 3.96
031500106235 | 3" high
031500106238 | Plastic | Reinf access, chairs, 3" high, plastic | EA | 3.08
031500106240 | Plain | Reinf access, chairs, 3" high, plain | EA | 3.96
031500106250 | Galvanized | Reinf access, chairs, 3" high, galvanized | EA | 5.72
031500106255 | 4-1/2" high
031500106258 | Plastic | Reinf access, chairs, 4-1/2" high, plastic | EA | 4.04
031500106260 | Plain | Reinf access, chairs, 4-1/2" high, plain | EA | 5.27
031500106270 | Galvanized | Reinf access, chairs, 4-1/2" high, galvanized | EA | 7.27
031500106275 | 6" high
031500106278 | Plastic | Reinf access, chairs, 6" high, plastic | EA | 5.53
031500106280 | Plain | Reinf access, chairs, 12" high, plain | EA | 7.98
031500106290 | Galvanized | Reinf access, chairs, 12" high, galvanized | EA | 12.71
031500106295 | Continuous, high chair
031500106299 | 3" high
031500106300 | Plain | Continuous high chair, 3" high, plain | LF | 2.92
031500106310 | Galvanized | Continuous high chair, 3" high, galvanized | LF | 3.49
031500106315 | 5" high
031500106320 | Plain | Continuous high chair, 5" high, plain | LF | 2.96
031500106330 | Galvanized | Continuous high chair, 5" high, galvanized | LF | 3.53
031500106335 | 8" high
031500106340 | Plain | Continuous high chair, 8" high, plain | LF | 3.57
031500106350 | Galvanized | Continuous high chair, 8" high, galvanized | LF | 4.44
031500106355 | 12" high
031500106360 | Plain | Continuous high chair, 12" high, plain | LF | 4.46
031500106370 | Galvanized | Continuous high chair, 12" high, galvanized | LF | 5.58
031500107000 | Spirals or Stirrups
031500107010 | 8" to 24" | Reinforcing, spirals or stirrups, 8" to 24" | TON | 5141
031500107050 | 24" to 48" | Reinforcing, spirals or stirrups, 24" to 48" | TON | 4909
031500107090 | 48" to 84" | Reinforcing, spirals or stirrups, 48" to 84" | TON | 4724
032100000000 | REINFORCEMENT
032100100000 | BEAM REINFORCING | BEAM REINFORCING
032100100980 | Beam-girders
032100101000 | #3 - #4 | Reinforcing, beams-girders, #3-#4 | TON | 3965
032100101010 | #5 - #6 | Reinforcing, beams-girders, #5-#6 | TON | 3320
032100101011 | #7 - #8 | Reinforcing, beams-girders, #7-#8 | TON | 2998
032100101012 | #9 - #10 | Reinforcing, beams-girders, #9-#10 | TON | 2799
032100101013 | #11 | Reinforcing, beams-girders, #11 | TON | 2719
032100101014 | #14 | Reinforcing, beams-girders, #14 | TON | 2650
032100101018 | Galvanized
032100101020 | #3 - #4 | Reinforcing, galvanized, beams-girders, #3-#4 | TON | 5281
032100101030 | #5 - #6 | Reinforcing, galvanized, beams-girders, #5-#6 | TON | 4688
032100101031 | #7 - #8 | Reinforcing, galvanized, beams-girders, #7-#8 | TON | 4295
032100101032 | #9 - #10 | Reinforcing, galvanized, beams-girders, #9-#10 | TON | 4096
032100101033 | #11 | Reinforcing, galvanized, beams-girders, #11 | TON | 4016
032100101034 | #14 | Reinforcing, galvanized, beams-girders, #14 | TON | 3947
032100101100 | Epoxy coated
032100101200 | #3 - #4 | Reinforcing, epoxy coated, beams-girders, #3-#4 | TON | 5424
032100101210 | #5 - #6 | Reinforcing, epoxy coated, beams-girders, #5-#6 | TON | 4706
032100101220 | #7 - #8 | Reinforcing, epoxy coated, beams-girders, #7-#8 | TON | 4276
032100101230 | #9 - #10 | Reinforcing, epoxy coated, beams-girders, #9-#10 | TON | 4042
032100101240 | #11 | Reinforcing, epoxy coated, beams-girders, #11 | TON | 3951
032100101250 | #14 | Reinforcing, epoxy coated, beams-girders, #14 | TON | 3871
032100102000 | Bond Beams
032100102100 | #3 - #4 | Reinforcing, bond beams, 3-#4 | TON | 4661
032100102110 | #5 - #6 | Reinforcing, bond beams, #5-#6 | TON | 3738
032100102120 | #7 - #8 | Reinforcing, bond beams, #7-#8 | TON | 3462
032100102200 | Galvanized
032100102210 | #3 - #4 | Reinforcing, galvanized, bond beams, #3-#4 | TON | 5977
032100102220 | #5 - #6 | Reinforcing, galvanized, bond beams, #5-#6 | TON | 5105
032100102230 | #7 - #8 | Reinforcing, galvanized, bond beams, #7-#8 | TON | 4759
032100102400 | Epoxy coated
032100102410 | #3 - #4 | Reinforcing, epoxy coated, bond beams, #3-#4 | TON | 6378
032100102420 | #5 - #6 | Reinforcing, epoxy coated, bond beams, #5-#6 | TON | 5236
032100102430 | #7 - #8 | Reinforcing, epoxy coated, bond beams, #7-#8 | TON | 4845
032100200000 | BOX CULVERT REINFORCING | BOX CULVERT REINFORCING
032100200980 | Box culverts
032100201000 | #3 - #4 | Reinforcing, box culverts, #3-#4 | TON | 2921
032100201020 | #5 - #6 | Reinforcing, box culverts, #5-#6 | TON | 2578
032100201040 | #7 - #8 | Reinforcing, box culverts, #7-#8 | TON | 2441
032100201060 | #9 - #10 | Reinforcing, box culverts, #9-#10 | TON | 2365
032100201080 | #11 | Reinforcing, box culverts, #11 | TON | 2302
032100201180 | Galvanized
032100201200 | #3 - #4 | Reinforcing, galvanized, box culverts, #3-#4 | TON | 4100
032100201220 | #5 - #6 | Reinforcing, galvanized, box culverts, #5-#6 | TON | 3945
032100201240 | #7 - #8 | Reinforcing, galvanized, box culverts, #7-#8 | TON | 3738
032100201260 | #9 - #10 | Reinforcing, galvanized, box culverts, #9-#10 | TON | 3662
032100201280 | #11 | Reinforcing, galvanized, box culverts, #11 | TON | 3599
032100202000 | Epoxy coated
032100202100 | #3 - #4 | Reinforcing, epoxy coated, box culverts, #3-#4 | TON | 4151
032100202110 | #5 - #6 | Reinforcing, epoxy coated, box culverts, #5-#6 | TON | 3833
032100202120 | #7 - #8 | reinforcing, epoxy coated, box culverts, #7-#8 | TON | 3637
032100202130 | #9 - #10 | Reinforcing, epoxy coated, box culverts, #9-#10 | TON | 3553
032100202140 | #11 | Reinforcing, epoxy coated, box culverts, #11 | TON | 3484
032100300000 | COLUMN REINFORCING | COLUMN REINFORCING
032100300980 | Columns
032100301000 | #3 - #4 | Reinforcing, columns, #3-#4 | TON | 4263
032100301010 | #5 - #6 | Reinforcing, columns, #5-#6 | TON | 3506
032100301015 | #7 - #8 | Reinforcing, columns, #7-#8 | TON | 3276
032100301020 | #9 - #10 | Reinforcing, columns, #9-#10 | TON | 3124
032100301025 | #11 | Reinforcing, columns, #11 | TON | 2998
032100301030 | #14 | Reinforcing, columns, #14 | TON | 2891
032100301040 | #18 | Reinforcing, columns, #18 | TON | 2799
032100301100 | Galvanized
032100301200 | #3 - #4 | Reinforcing, galvanized, columns, #3-#4 | TON | 5579
032100301300 | #5 - #6 | Reinforcing, galvanized, columns, #5-#6 | TON | 4873
032100301320 | #7 - #8 | Reinforcing, galvanized, columns, #7-#8 | TON | 4573
032100301340 | #9 - #10 | Reinforcing, galvanized, columns, #9-#10 | TON | 4421
032100301360 | #11 | Reinforcing, galvanized, columns, #11 | TON | 4295
032100301380 | #14 | Reinforcing, galvanized, columns, #14 | TON | 4188
032100301400 | #18 | Reinforcing, galvanized, columns, #18 | TON | 4096
032100301500 | Epoxy coated
032100301510 | #3 - #4 | Reinfoecing, epoxy coated, columns, #3-#4 | TON | 5822
032100301520 | #5 - #6 | Reinforcing, epoxy coated, columns, #5-#6 | TON | 4938
032100301530 | #7 - #8 | Reinforcing, epoxy coated, columns, #7-#8 | TON | 4613
032100301540 | #9 - #10 | Reinforcing, epoxy coated, columns, #9-#10 | TON | 4428
032100301550 | #11 | Reinforcing, epoxy coated, columns, #11 | TON | 4276
032100301560 | #14 | Reinforcing, epoxy coated, columns, #14 | TON | 4149
032100301570 | #18 | Reinforcing, epoxy coated, columns, #18 | TON | 4042
032100400000 | ELEVATED SLAB REINFORCING | ELEVATED SLAB REINFORCING
032100400980 | Elevated slab
032100401000 | #3 - #4 | Reinforcing, elevated slab, #3-#4 | TON | 2921
032100401020 | #5 - #6 | Reinforcing, elevated slab, #5-#6 | TON | 2578
032100401040 | #7 - #8 | Reinforcing, elevated slab, #7-#8 | TON | 2441
032100401060 | #9 - #10 | Reinforcing, elevated slab, #9-#10 | TON | 2365
032100401080 | #11 | Reinforcing, elevated slab, #11 | TON | 2302
032100401980 | Galvanized
032100402000 | #3 - #4 | Reinforcing, galvanized, elevated slab, #3-#4 | TON | 4100
032100402020 | #5 - #6 | Reinforcing, galvanized, elevated slab, #5-#6 | TON | 3945
032100402040 | #7 - #8 | Reinforcing, galvanized, elevated slab, #7-#8 | TON | 3738
032100402060 | #9 - #10 | Reinforcing, galvanized, elevated slab, #9-#10 | TON | 3662
032100402100 | #11 | Reinforcing, galvanized, elevated slab, #11 | TON | 3599
032100403000 | Epoxy coated
032100403100 | #3 - #4 | Reinforcing, epoxy coated, elevated slab, #3-#4 | TON | 4151
032100403110 | #5 - #6 | Reinforcing, epoxy coated, elevated slab, #5-#6 | TON | 3833
032100403120 | #7 - #8 | Reinforcing, epoxy coated, elevated slab, #7-#8 | TON | 3637
032100403130 | #9 - #10 | Reinforcing, epoxy coated, elevated slab, #9-#10 | TON | 3553
032100403140 | #11 | Reinforcing, epoxy coated, elevated slab, #11 | TON | 3484
032100500000 | EQUIP. PAD REINFORCING | EQUIP. PAD REINFORCING
032100500980 | Equipment pad
032100501000 | #3 - #4 | Reinforcing, equipment pad, #3-#4 | TON | 3547
032100501020 | #5 - #6 | Equipment pad reinforcing, #5-#6 | TON | 3169
032100501040 | #7 - #8 | Reinforcing, equipment pad, #5-#6 | TON | 2998
032100501060 | #9 - #10 | Equipment pad reinforcing, #9-#10 | TON | 2891
032100501080 | #11 | Equipment pad reinforcing, #11 | TON | 2799
032100600000 | FOOTING REINFORCING | FOOTING REINFORCING
032100601000 | Footings
032100601010 | Grade 50
032100601020 | #3 - #4 | Reinforcing, grade 50, footings, #5-#6 | TON | 3269
032100601030 | #5 - #6 | Footing reinforcing, grade 50, #5-#6 | TON | 2843
032100601040 | #7 - #8 | Reinforcing, grade 50, footings, #7-#8 | TON | 2650
032100601050 | #9 - #10 | Reinforcing, grade 50, footings, #9-#10 | TON | 2534
032100601055 | Grade 60
032100601060 | #3 - #4 | Footing reinforcing, grade 50, #3 - #4 | TON | 3269
032100601072 | #5 - #6 | Reinforcing, grade 60, footings, #5-#6 | TON | 2843
032100601074 | #7 - #8 | Reinforcing, grade 60, footings, #7-#8 | TON | 2650
032100601080 | #9 - #10 | Reinforcing, grade 60, footings, #9-#10 | TON | 2534
032100601090 | Grade 70
032100601100 | #3 - #4 | Reinforcing, grade 70, footings, #3-#4 | TON | 3269
032100601110 | #5 - #6 | Reinforcing, grade 70, footings, #5-#6 | TON | 2843
032100601120 | #7 - #8 | Reinforcing, grade 70, footings, #7-#8 | TON | 2650
032100601140 | #9 - #10 | Reinforcing, grade 70, footings, #9-#10 | TON | 2534
032100601160 | #11 | Reinforcing, grade 70, footings, #11 | TON | 2441
032100604980 | Straight dowels, 24" long
032100605000 | 1" dia. (#8) | Reinforcing, straight dowels, 24" long, 1" dia | EA | 7.92
032100605040 | 3/4" dia. (#6) | Reinforcing, straight dowels, 24" long, 3/4" dia | EA | 7.18
032100605050 | 5/8" dia. (#5) | Reinforcing, straight dowels, 24" long, 5/8" dia | EA | 6.35
032100605060 | 1/2" dia. (#4) | Reinforcing, straight dowels, 24" long, 1/2" dia | EA | 5.09
032100700000 | FOUNDATION REINFORCING | FOUNDATION REINFORCING
032100700980 | Foundations
032100701000 | #3 - #4 | Reinforcing, foundations, #3-#4 | TON | 3269
032100701020 | #5 - #6 | Reinforcing, foundations, #5-#6 | TON | 2843
032100701040 | #7 - #8 | Reinforcing, foundations, #7-#8 | TON | 2650
032100701060 | #9 - #10 | Reinforcing, foundations, #9-#10 | TON | 2534
032100701080 | #11 | Reinforcing, foundations, #11 | TON | 2441
032100701380 | Galvanized
032100701400 | #3 - #4 | Reinforcing, galvanized, foundations, #3-#4 | TON | 4597
032100701410 | #5 - #6 | Reinforcing, galvanized, foundations, #5-#6 | TON | 4222
032100701420 | #7 - #8 | Reinforcing, galvanized, foundations, #7-#8 | TON | 3958
032100701430 | #9 - #10 | Reinforcing, galvanized, foundations, #9-#10 | TON | 3842
032100701440 | #11 | Reinforcing, galvanized, foundations, #11 | TON | 3749
032100702000 | Epoxy Coated
032100702100 | #3 - #4 | Reinforcing, epoxy coated, foundations, #3-#4 | TON | 4568
032100702110 | #5 - #6 | Reinforcing, epoxy coated, foundations, #5-#6 | TON | 4146
032100702120 | #7 - #8 | Reinforcing, epoxy coated, foundations, #7-#8 | TON | 3882
032100702130 | #9 - #10 | Reinforcing, epoxy coated, foundations, #9-#10 | TON | 3751
032100702140 | #11 | Reinforcing, epoxy coated, foundations, #11 | TON | 3647
032100800000 | GRADE BEAM REINFORCING | GRADE BEAM REINFORCING
032100800980 | Grade beams
032100801000 | #3 - #4 | Reinforcing, grade beams, #3-#4 | TON | 3162
032100801020 | #5 - #6 | Reinforcing, grade beams, #5-#6 | TON | 2764
032100801040 | #7 - #8 | Reinforcing, grade beams, #7-#8 | TON | 2588
032100801060 | #9 - #10 | Reinforcing, grade beams, #9-#10 | TON | 2485
032100801080 | #11 | Reinforcing, grade beams, #11 | TON | 2401
032100801090 | Galvanized
032100801100 | #3 - #4 | Reinforcing, galvanized, grade beams, #3-#4 | TON | 4490
032100801120 | #5 - #6 | Reinforcing, galvanized, grade beams, #5-#6 | TON | 4142
032100801140 | #7 - #8 | Reinforcing, galvanized, grade beams, #7-#8 | TON | 3897
032100801160 | #9 - #10 | Reinforcing, galvanized, grade beams, #9-#10 | TON | 3793
032100801180 | #11 | Reinforcing, galvanized, grade beams, #11 | TON | 3709
032100802000 | Epoxy coated
032100802100 | #3 - #4 | Reinforcing, epoxy coated, grade beams, #3-#4 | TON | 4441
032100802110 | #5 - #6 | Reinforcing, epoxy coated, grade beams, #5-#6 | TON | 4054
032100802120 | #7 - #8 | Reinforcing, epoxy coated, grade beams, #7-#8 | TON | 3812
032100802130 | #9 - #10 | Reinforcing, epoxy coated, grade beams, #9-#10 | TON | 3696
032100802140 | #11 | Reinforcing, epoxy coated, grade beams, #11 | TON | 3603
032100900000 | SLAB / MAT REINFORCING | SLAB / MAT REINFORCING
032100900900 | Bars, slabs
032100901000 | #3 - #4 | Reinforcing, slab, bars, #3-#4 | TON | 3269
032100901020 | #5 - #6 | Reinforcing, slab, bars, #5-#6 | TON | 2843
032100901040 | #7 - #8 | Reinforcing, slab, bars, #7-#8 | TON | 2650
032100901060 | #9 - #10 | Reinforcing, slab, bars, #9-#10 | TON | 2534
032100901080 | #11 | Reinforcing, slab, bars, #11 | TON | 2441
032100901090 | Galvanized
032100902000 | #3 - #4 | Reinforcing, slab, galvanized bars, #3-#4 | TON | 4597
032100902020 | #5 - #6 | Reinforcing, slab, galvanized bars, #5-#6 | TON | 4222
032100902040 | #7 - #8 | Reinforcing, slab, galvanized bars, #7-#8 | TON | 3958
032100902060 | #9 - #10 | Reinforcing, slab, galvanized bars, #9-#10 | TON | 3842
032100902080 | #11 | Reinforcing, slab, galvanized bars, #11 | TON | 3749
032100902090 | Epoxy coated
032100903100 | #3 - #4 | Reinforcing, slab, epoxy coated bars, #3-#4 | TON | 4568
032100903110 | #5 - #6 | Reinforcing, slab, epoxy coated bars, #5-#6 | TON | 4146
032100903120 | #7 - #8 | Reinforcing, slab, epoxy coated bars, #7-#8 | TON | 3882
032100903130 | #9 - #10 | Reinforcing, slab, epoxy coated bars, #9-#10 | TON | 3751
032100903140 | #11 | Reinforcing, slab, epoxy coated bars, #11 | TON | 3647
032100904990 | Wire mesh, slabs
032100905000 | Galvanized
032100905005 | 2x2
032100905006 | W.9xW.9 | Reinforcing, slab, galv mesh, 2x2, w.9xw.9 | SF | 3.2
032100905010 | 4x4
032100905020 | W1.4xW1.4 | Reinforcing, slab, galv mesh, 4x4, w1.4xw1.4 | SF | 1.24
032100905040 | W2.0xW2.0 | Reinforcing, slab, galv mesh, 4x4, w2.0xw2.0 | SF | 1.48
032100905060 | W2.9xW2.9 | Reinforcing, slab, galv mesh, 4x4, w2.9xw2.9 | SF | 1.87
032100905080 | W4.0xW4.0 | Reinforcing, slab, galv mesh, 4x4, w4.0xw4.0 | SF | 2.52
032100905090 | 6x6
032100905100 | W1.4xW1.4 | Reinforcing, slab, galv mesh, 6x6, w1.4xw1.4 | SF | 1.04
032100905120 | W2.0xW2.0 | Reinforcing, slab, galv mesh, 6x6, w2.0xw2.0 | SF | 1.34
032100905140 | W2.9xW2.9 | Reinforcing, slab, galv mesh, 6x6, w2.9xw2.9 | SF | 1.67
032100905150 | W4.0xW4.0 | Reinforcing, slab, galv mesh, 6x6, w4.0xw4.0 | SF | 1.83
032100905160 | Standard
032100905170 | 2x2
032100905180 | W.9xW.9 | Reinforcing, slab, standard mesh, 2x2, w0.9x2.9 | SF | 1.18
032100905190 | 4x4
032100905200 | W1.4xW1.4 | Reinforcing, slab, standard mesh, 4x4, w1.4xw1.4 | SF | 1.01
032100905300 | W2.0xW2.0 | Reinforcing, slab, standard mesh, 4x4, w2.0xw2.0 | SF | 1.18
032100905400 | W2.9xW2.9 | Reinforcing, slab, standard mesh, 4x4, w2.9xw2.9 | SF | 1.45
032100905500 | W4.0xW4.0 | Reinforcing, slab, standard mesh, 4x4, w4.0xw4.0 | SF | 1.93
032100905600 | 6x6
032100905700 | W1.4xW1.4 | Reinforcing, slab, standard mesh, 6x6, w1.4xw1.4 | SF | 0.71
032100905800 | W2.0xW2.0 | Reinforcing, slab, standard mesh, 6x6, w2.0xw2.0 | SF | 0.86
032100906000 | W2.9xW2.9 | Reinforcing, slab, standard mesh, 6x6, w2.9xw2.9 | SF | 1.07
032100906020 | W4.0xW4.0 | Reinforcing, slab, standard mesh, 6x6, w4.0xw4.0 | SF | 1.39
032101000000 | STAIR REINFORCING | STAIR REINFORCING
032101000980 | Stairs
032101001000 | #3 - #4 | Reinforcing, stairs, #3-#4 | TON | 3547
032101001020 | #5 - #6 | Reinforcing, stairs, #5-#6 | TON | 3042
032101001040 | #7 - #8 | Reinforcing, stairs, #7-#8 | TON | 2799
032101001060 | #9 - #10 | Reinforcing, stairs, #9-#10 | TON | 2650
032101001980 | Galvanized
032101002000 | #3 - #4 | Reinforcing, galvanized, stairs, #3-#4 | TON | 4876
032101002020 | #5 - #6 | Reinforcing, galvanized, stairs, #5-#6 | TON | 4421
032101002040 | #7 - #8 | Reinforcing, galvanized, stairs, #7-#8 | TON | 4107
032101002060 | #9 - #10 | Reinforcing, galvanized, stairs, #9-#10 | TON | 3958
032101003000 | Epoxy coated
032101003100 | #3 - #4 | Reinforcing, epoxy coated, stairs, #3-#4 | TON | 4905
032101003110 | #5 - #6 | Reinforcing, epoxy coated, stairs, #5-#6 | TON | 4379
032101003120 | #7 - #8 | Reinforcing, epoxy coated, stairs, #7-#8 | TON | 4053
032101003130 | #9 - #10 | Reinforcing, epoxy coated, stairs, #9-#10 | TON | 3882
032101004100 | Stair Nosing, Steel, Galvanized
032101004200 | 3' long | Stair nosing, galv steel, 3' long | EA | 31.86
032101004210 | 4' long | Stair nosing, galv steel, 4' long | EA | 42.69
032101004230 | 5' long | Stair nosing, galv steel, 5' long | EA | 62.24
032101100000 | WALL REINFORCING | WALL REINFORCING
032101100980 | Walls
032101101000 | #3 - #4 | Reinforcing, wall, #3-#4 | TON | 3070
032101101020 | #5 - #6 | Reinforcing, wall, #5-#6 | TON | 2694
032101101040 | #7 - #8 | Reinforcing, wall, #7-#8 | TON | 2534
032101101060 | #9 - #10 | Reinforcing, wall, #9-#10 | TON | 2441
032101101980 | Galvanized
032101102000 | #3 - #4 | Reinforcing, wall, galvanized, #3-#4 | TON | 4399
032101102020 | #5 - #6 | Reinforcing, wall, galvanized, #5-#6 | TON | 4071
032101102040 | #7 - #8 | Reinforcing, wall, galvanized, #7-#8 | TON | 3842
032101102060 | #9 - #10 | Reinforcing, wall, galvanized, #9-#10 | TON | 3749
032101103000 | Epoxy coated
032101103100 | #3 - #4 | Reinforcing, wall, epoxy coated, #3-#4 | TON | 4334
032101103110 | #5 - #6 | Reinforcing, wall, epoxy coated, #5-#6 | TON | 3975
032101103120 | #7 - #8 | Reinforcing, wall, epoxy coated, #7-#8 | TON | 3751
032101103130 | #9 - #10 | Reinforcing, wall, epoxy coated, #9-#10 | TON | 3647
032101108980 | Masonry wall (horizontal)
032101109000 | #3 - #4 | Reinforcing, wall, masonry (horiz), #3-#4 | TON | 5218
032101109020 | #5 - #6 | Wall reinforcing, masonry (horiz), #5-#6 | TON | 4434
032101109030 | Galvanized
032101109040 | #3 - #4 | Wall reinforcing, masonry (horiz), galv, #3-#4 | TON | 6546
032101109060 | #5 - #6 | Wall reinforcing, masonry (horiz), galv, #5-#6 | TON | 5811
032101109180 | Masonry wall (vertical)
032101109200 | #3 - #4 | Wall reinforcing, masonry (vert), #3-#4 | TON | 6053
032101109220 | #5 - #6 | Wall reinforcing, masonry (vert), #5-#6 | TON | 4991
032101109230 | Galvanized
032101109240 | #3 - #4 | Wall reinforcing, masonry (vert), galv, #3-#4 | TON | 7381
032101109260 | #5 - #6 | Wall reinforcing, masonry (vert), galv, #5-#6 | TON | 6368
032101600000 | PILE CAP REINFORCING | PILE CAP REINFORCING
032101600980 | Pile caps
032101601000 | #3 - #4 | Reinforcing, pile caps, #3-#4 | TON | 3965
032101601020 | #5 - #6 | Reinforcing, pile caps, #5-#6 | TON | 3506
032101601040 | #7 - #8 | Reinforcing, pile caps, #7-#8 | TON | 3276
032101601060 | #9 - #10 | Reinforcing, pile caps, #9-#10 | TON | 3124
032101601080 | #11 | Reinforcing, pile caps, #11 | TON | 2998
032101601090 | Galvanized
032101601100 | #3 - #4 | Reinforcing, galvanized, pile caps, #3-#4 | TON | 5293
032101601120 | #5 - #6 | Reinforcing, galvanized, pile caps, #5-#6 | TON | 4885
032101601140 | #7 - #8 | Reinforcing, galvanized, pile caps, #7-#8 | TON | 4584
032101601160 | #9 - #10 | Reinforcing, galvanized, pile caps, #9-#10 | TON | 4433
032101601180 | #11 | Reinforcing, galvanized, pile caps, #11 | TON | 4306
032101602000 | Epoxy coated
032101602100 | #3 - #4 | Reinforcing, epoxy coated, pile caps, #3-#4 | TON | 5436
032101602110 | #5 - #6 | Reinforcing, epoxy coated, pile caps, #5-#6 | TON | 4949
032101602120 | #7 - #8 | Reinforcing, epoxy coated, pile caps, #7-#8 | TON | 4624
032101602130 | #9 - #10 | Reinforcing, epoxy coated, pile caps, #9-#10 | TON | 4439
032101602140 | #11 | Reinforcing, epoxy coated, pile caps, #11 | TON | 4287
033000000000 | CAST-IN-PLACE CONCRETE
033053100000 | CONCRETE ADMIXTURES | CONCRETE ADMIXTURES
033053101000 | Concrete admixtures
033053101020 | Water reducing admixture | Concrete water reducing admixture | GAL | 20.26
033053101040 | Set retarder | Concrete set retarder | GAL | 16.75
033053101060 | Air entraining agent | Air entraining agent | GAL | 19.16
033100000000 | PLACING CONCRETE
033100100000 | BEAM CONCRETE | BEAM CONCRETE
033100100960 | Beams and girders
033100100980 | 2500# or 3000# concrete
033100101000 | By crane | Place concrete, beams, 2500#, by crane | CY | 322
033100101010 | By pump | Place concrete, beams, 2500#, by pump | CY | 310
033100101020 | By hand buggy | Place concrete, beams, 2500#, by buggy | CY | 257
033100102480 | 3500# or 4000# concrete
033100102500 | By crane | Place concrete, 3500#-4000# concrete, by crane | CY | 332
033100102520 | By pump | Place concrete, 3500#-4000# concrete, by pump | CY | 321
033100102540 | By hand buggy | Place concrete, 3500#-4000# concrete, by hand buggy | CY | 268
033100104000 | 5000# concrete
033100104010 | By crane | Place concrete, beams, 5000#, by crane | CY | 345
033100104020 | By pump | Place concrete, beams, 5000#, by pump | CY | 334
033100104040 | By hand buggy | Place concrete, beams, 5000#, by hand buggy | CY | 281
033100109460 | Bond beam, 3000# concrete
033100109470 | By pump
033100109480 | 8" high
033100109500 | 4" wide | Place concrete, bond beam, 3000#, 8" h, 4" w, by pump | LF | 4.18
033100109520 | 6" wide | Place concrete, bond beam, 3000#, 8" h, 6" w, by pump | LF | 5.34
033100109530 | 8" wide | Place concrete, bond beam, 3000#, 8" h, 8" w, by pump | LF | 6.46
033100109540 | 10" wide | Place concrete, bond beam, 3000#, 8" h, 10" w, by pump | LF | 7.6
033100109550 | 12" wide | Place concrete, bond beam, 3000#, 8" h, 12" w, by pump | LF | 8.86
033100109555 | 16" high
033100109560 | 8" wide | Place concrete, bond beam, 3000#, 16" h, 8" w, by pump | LF | 10.47
033100109570 | 10" wide | Place concrete, bond beam, 3000#, 16" h, 10" w, by pump | LF | 12.63
033100109580 | 12" wide | Place concrete, bond beam, 3000#, 16" h, 12" w | LF | 14.99
033100109585 | By crane
033100109590 | 8" high
033100109600 | 4" wide | Place concrete, bond beam, 3000#, 8" h, 4" w, by crane | LF | 4.4
033100109620 | 6" wide | Place concrete, bond beam, 3000#, 8" h, 6" w, by crane | LF | 5.48
033100109640 | 8" wide | Place concrete, bond beam, 3000#, 8" h, 8" w, by crane | LF | 6.46
033100109650 | 10" wide | Place concrete, bond beam, 3000#, 8" h, 10" w, by crane | LF | 7.6
033100109660 | 12" wide | Place concrete, bond beam, 3000#, 8" h, 12" w, by crane | LF | 8.86
033100109665 | 16" high
033100109670 | 8" wide | Place concrete, bond beam, 3000#, 16" h, 8" w, by crane | LF | 10.47
033100109680 | 10" wide | Place concrete, bond beam, 3000#, 16" h, 10" w, by cran | LF | 12.31
033100109690 | 12" wide | Place concrete, bond beam, 3000#, 16" h, 12" w, by cran | LF | 14.58
033100200000 | COLUMN CONCRETE | COLUMN CONCRETE
033100200980 | Columns
033100200990 | 2500# or 3000# concrete
033100201000 | By crane | Place concrete, columns, 2500#, by crane | CY | 310
033100201010 | By pump | Place concrete, columns, 2500#, by pump | CY | 300
033100201980 | 3500# or 4000# concrete
033100202000 | By crane | Place concrete, columns, 2500#-3500#, by crane | CY | 321
033100202020 | By pump | Place concrete, columns, 2500#-3500#, by pump | CY | 311
033100203980 | 5000# concrete
033100204010 | By crane | Place concrete, columns, 5000#, by crane | CY | 334
033100204020 | By pump | Place concrete, columns, 5000#, by pump | CY | 324
033100300000 | ELEVATED SLAB CONCRETE | ELEVATED SLAB CONCRETE
033100300980 | Elevated slab
033100300990 | 2500# or 3000# concrete
033100301000 | By crane | Place elev slab conc, 2500# or 3000#, by crane | CY | 257
033100301010 | By pump | Place elev slab conc, 2500# or 3000#, by pump | CY | 242
033100301020 | By hand buggy | Place elev slab conc, 2500# or 3000#, by hand buggy | CY | 257
033100301980 | 3500# or 4000# concrete
033100302000 | By crane | Place elev slab conc, 3500# or 4000#, by crane | CY | 268
033100302020 | By pump | Place elev slab conc, 3500# or 4000#, by pump | CY | 253
033100302040 | By hand buggy | Place elev slab conc, 3500# or 4000#, by hand buggy | CY | 268
033100304000 | 5000# concrete
033100304010 | By crane | Place elev slab conc, 5000#, by crane | CY | 281
033100304020 | By pump | Place elev slab conc, 5000#, by pump | CY | 266
033100304040 | By hand buggy | Place elev slab conc, 5000#, by hand buggy | CY | 281
033100308980 | Topping
033100308990 | 2500# or 3000# concrete
033100309010 | By crane | Topping, 2500# or 3000# concrete, by crane | CY | 257
033100309020 | By pump | Topping, 2500# or 3000# concrete, by pump | CY | 242
033100309040 | By hand buggy | Topping, 2500# or 3000# concrete, by hand buggy | CY | 257
033100309080 | 3500# or 4000# concrete
033100309100 | By crane | Topping, 3500# or 4000# concrete, by crane | CY | 268
033100309120 | By pump | Topping, 3500# or 4000# concrete, by pump | CY | 253
033100309140 | By hand buggy | Topping, 3500# or 4000# concrete, by hand buggy | CY | 268
033100309180 | 5000# concrete
033100309200 | By crane | Topping, 5000# concrete, by crane | CY | 281
033100309210 | By pump | Topping, 5000# concrete, by pump | CY | 266
033100309220 | By hand buggy | Topping, 5000# concrete, by hand buggy | CY | 281
033100400000 | EQUIPMENT PAD CONCRETE | EQUIPMENT PAD CONCRETE
033100400960 | Equipment pad
033100400980 | 2500# or 3000# concrete
033100401000 | By chute | Place concrete, pads, 2500#, by chute | CY | 214
033100401020 | By pump | Place concrete, pads, 2500#, by pump | CY | 285
033100401040 | By crane | Place concrete, pads, 2500#, by crane | CY | 300
033100401050 | 3500# or 4000# concrete
033100401060 | By chute | Place equip pad conc, 3500# or 4000#, by chute | CY | 225
033100401080 | By pump | Place equip pad conc, 3500# or 4000#, by pump | CY | 296
033100401100 | By crane | Place equip pad conc, 3500# or 4000#, by crane | CY | 311
033100401110 | 5000# concrete
033100401120 | By chute | Place equip pad conc, 5000#, by chute | CY | 238
033100401140 | By pump | Place equip pad conc, 5000#, by pump | CY | 309
033100401160 | By crane | lace equip pad conc, 5000#, by crane | CY | 324
033100500000 | FOOTING CONCRETE | FOOTING CONCRETE
033100500980 | Continuous footing
033100500990 | 2500# or 3000# concrete
033100501000 | By chute | Place concrete, footing, 2500#, by chute | CY | 214
033100501010 | By pump | Place concrete, footing, 2500#, by pump | CY | 273
033100501020 | By crane | Place concrete, footing, 2500#, by crane | CY | 285
033100501980 | 3500# or 4000# concrete
033100502000 | By chute | Place concrete, footing, 3500# or 4000#, by chute | CY | 225
033100502020 | By pump | Place concrete, footing, 3500# or 4000#, by pump | CY | 284
033100502040 | By crane | Place concrete, footing, 3500# or 4000#, by crane | CY | 296
033100504000 | 5000# concrete
033100504010 | By chute | Place cont footing conc, 5000#, by chute | CY | 238
033100504020 | By pump | Place cont footing conc, 5000#, by pump | CY | 297
033100504030 | By crane | Place cont footing conc, 5000#, by crane | CY | 309
033100504980 | Spread footing
033100505000 | 2500# or 3000# concrete
033100505010 | Under 5 c.y.
033100505020 | By chute | Place concrete, spread footing, 2500#, under 5 c.y., by chute | CY | 214
033100505040 | By pump | Place concrete, spread footing, 2500#, under 5 c.y., by pump. | CY | 279
033100505060 | By crane | Place concrete, spread footing, 2500#, under 5 c.y., by crane | CY | 292
033100506980 | Over 5 c.y.
033100507000 | By chute | Place concrete, spread footing, 2500#, over 5 c.y., by chute | CY | 209
033100507020 | By pump | Place concrete, spread footing, 2500#, over 5 c.y., by pump | CY | 269
033100507040 | By crane | Place concrete, spread footing, 2500#, over 5 c.y., by crane | CY | 279
033100507060 | 3500# or 4000# concrete
033100507070 | Under 5 c.y.
033100507080 | By chute | Place conc, sprd ftng, 3500#-4000#, under 5 cy, chute | CY | 235
033100507100 | By pump | Place conc, sprd ftng, 3500#-4000#, under 5 cy, pump | CY | 300
033100507120 | By crane | Place conc, sprd ftng, 3500#-4000#, under 5 cy, crane | CY | 313
033100507130 | Over 5 c.y.
033100507140 | By chute | Place conc, sprd ftng, 3500#-4000#, over 5 cy, chute | CY | 220
033100507160 | By pump | Place conc, sprd ftng, 3500#-4000#, over 5 cy, pump | CY | 279
033100507180 | By crane | Place conc, sprd ftng, 3500#-4000#, over 5 cy, crane | CY | 290
033100507200 | 5000# concrete
033100507205 | Under 5 c.y.
033100507210 | By chute | Place spread footing conc, 5000#, under 5 cy, chute | CY | 249
033100507220 | By pump | Place spread footing conc, 5000#, under 5 cy, pump | CY | 313
033100507230 | By crane | Place spread footing conc, 5000#, under 5 cy, crane | CY | 327
033100507235 | Over 5 c.y.
033100507240 | By chute | Place spread footing conc, 5000#, over 5 cy, chute | CY | 233
033100507250 | By pump | Place spread footing conc, 5000#, over 5 cy, pump | CY | 292
033100507260 | By crane | Place spread footing conc, 5000#, over 5 cy, crane | CY | 303
033100600000 | GRADE BEAM CONCRETE | GRADE BEAM CONCRETE
033100600960 | Grade beam
033100600980 | 2500# or 3000# concrete
033100601000 | By chute | Place concrete, grade beam, 2500#, by chute | CY | 214
033100601020 | By crane | Place concrete, grade beam, 2500#, by crane | CY | 285
033100601040 | By pump | Place concrete, grade beam, 2500#, by pump | CY | 273
033100601060 | By hand buggy | Place concrete, grade beam, 2500#, by buggy | CY | 257
033100601070 | 3500# or 4000# concrete
033100601080 | By chute | Place conc, grade beam, 3000# or 4000#, by chute | CY | 225
033100601100 | By crane | Place conc, grade beam, 3000# or 4000#, by crane | CY | 296
033100601120 | By pump | Place conc, grade beam, 3000# or 4000#, by pump | CY | 284
033100601140 | By hand buggy | Place conc, grade beam, 3000# or 4000#, by hand buggy | CY | 268
033100601150 | 5000# concrete
033100601160 | By chute | Place concrete, grade beam, 5000#, by chute | CY | 238
033100601180 | By crane | Place concrete, grade beam, 5000#, by crane | CY | 309
033100601190 | By pump | Place concrete, grade beam, 5000#, by pump | CY | 297
033100601200 | By hand buggy | Place concrete, grade beam, 5000#, by hand buggy | CY | 281
033100700000 | PILE CAP CONCRETE | PILE CAP CONCRETE
033100700970 | Pile cap
033100700980 | 2500# or 3000 concrete
033100701000 | By chute | Pile cap concrete, 2500# or 3000, by chute | CY | 214
033100701005 | By crane | Pile cap concrete, 2500# or 3000, by crane | CY | 300
033100701010 | By pump | Pile cap concrete, 2500# or 3000, by pump | CY | 285
033100701020 | By hand buggy | Pile cap concrete, 2500# or 3000, by hand buggy | CY | 257
033100701980 | 3500# or 4000# concrete
033100702000 | By chute | Pile cap concrete, 3500# or 4000#, by chute | CY | 225
033100702010 | By crane | Pile cap concrete, 3500# or 4000#, by crane | CY | 311
033100702020 | By pump | Pile cap concrete, 3500# or 4000#, by pump | CY | 296
033100702040 | By hand buggy | Pile cap concrete, 3500# or 4000#, by hand buggy | CY | 268
033100703980 | 5000# concrete
033100704010 | By chute | Pile cap concrete, 5000#, by chute | CY | 238
033100704015 | By crane | Pile cap concrete, 5000#, by crane | CY | 324
033100704020 | By pump | Pile cap concrete, 5000#, by pump | CY | 309
033100704030 | By hand buggy | Pile cap concrete, 5000#, by hand buggy | CY | 281
033100800000 | SLAB / MAT CONCRETE | SLAB / MAT CONCRETE
033100800960 | Slab on grade
033100800980 | 2500# or 3000# concrete
033100801000 | By chute | Place concrete, slab/mat, 2500#, by chute | CY | 209
033100801010 | By crane | Place concrete, slab/mat, 2500#, by crane | CY | 246
033100801020 | By pump | Place concrete, slab/mat, 2500#, by pump | CY | 239
033100801030 | By hand buggy | Place concrete, slab/mat, 2500#, by buggy | CY | 236
033100801980 | 3500# or 4000# concrete
033100802000 | By chute | Place conc, slab/mat, 3500# or 4000#, by chute | CY | 220
033100802020 | By crane | Place conc, slab/mat, 3500# or 4000#, by crane | CY | 257
033100802040 | By pump | Place conc, slab/mat, 3500# or 4000#, by pump | CY | 250
033100802060 | By hand buggy | Place conc, slab/mat, 3500# or 4000#, by hand buggy | CY | 246
033100803980 | 5000# concrete
033100804010 | By chute | Place slab on grade conc, 5000#, by chute | CY | 233
033100804020 | By crane | Place slab on grade conc, 5000#, by crane | CY | 270
033100804030 | By pump | Place slab on grade conc, 5000#, by pump | CY | 263
033100804040 | By hand buggy | Place slab on grade conc, 5000#, by hand buggy | CY | 259
033100805000 | Foundation mat
033100805010 | 2500# or 3000# concrete, over 20 c.y.
033100805020 | By chute | Foundation mat, 2500#-3000# conc, over 20 cy, chute | CY | 206
033100805040 | By crane | Foundation mat, 2500#-3000# conc, over 20 cy, crane | CY | 239
033100805060 | By pump | Foundation mat, 2500#-3000# conc, over 20 cy, pump | CY | 233
033100805080 | By hand buggy | Foundation mat, 2500#-3000# conc, over 20 cy, hand | CY | 225
033100900000 | WALL CONCRETE | WALL CONCRETE
033100900940 | Walls
033100900960 | 2500# or 3000# concrete
033100900980 | To 4'
033100901000 | By chute | Place concrete, walls, 2500#, to 4', by chute | CY | 211
033100901005 | By crane | Place concrete, walls, 2500#, to 4', by crane | CY | 300
033100901010 | By pump | Place concrete, walls, 2500#, to 4', by pump | CY | 292
033100901020 | To 8'
033100901030 | By crane | Place wall conc, 2500# or 3000#, to 8', by crane | CY | 310
033100901040 | By pump | Place wall conc, 2500# or 3000#, to 8', by pump | CY | 300
033100901045 | To 16'
033100901050 | By crane | Place wall conc, 2500# or 3000#, to 16', by crane | CY | 322
033100901060 | By pump | Place wall conc, 2500# or 3000#, to 16', by pump | CY | 310
033100901065 | Over 16'
033100901070 | By crane | Place wall conc, 2500# or 3000#, over 16', by crane | CY | 336
033100901080 | By pump | Place wall conc, 2500# or 3000#, over 16', by pump | CY | 322
033100902960 | 3500# or 4000# concrete
033100902980 | To 4'
033100903000 | By chute | Place wall conc, 3500# or 4000#, to 4', by chute | CY | 222
033100903020 | By crane | Place wall conc, 3500# or 4000#, to 4', by crane | CY | 311
033100903030 | By pump | Place wall conc, 3500# or 4000#, to 4', by pump | CY | 303
033100903060 | To 8'
033100903080 | By crane | Place wall conc, 3500# or 4000#, to 8', by crane | CY | 321
033100903100 | By pump | Place wall conc, 3500# or 4000#, to 8', by pump | CY | 311
033100903105 | To 16'
033100903110 | By crane | Place wall conc, 3500# or 4000#, to 16', by crane | CY | 332
033100903130 | By pump | Place wall conc, 3500# or 4000#, to 16', by pump | CY | 321
033100903135 | Over 16'
033100903140 | By crane | Place wall conc, 3500# or 4000#, over 16', by crane | CY | 347
033100903150 | By pump | Place wall conc, 3500# or 4000#, over 16', by pump | CY | 332
033100903960 | 5000# concrete
033100903980 | To 4'
033100904010 | By chute | Place wall concrete, 5000#, to 4', by chute | CY | 235
033100904015 | By crane | Place wall concrete, 5000#, to 4', by crane | CY | 324
033100904020 | By pump | Place wall concrete, 5000#, to 4', by pump | CY | 316
033100904030 | To 8'
033100904050 | By crane | Place wall concrete, 5000#, to 8', by crane | CY | 334
033100904070 | By pump | Place wall concrete, 5000#, to 8', by pump | CY | 324
033100904100 | To 16'
033100904110 | By crane | Place wall concrete, 5000#, to 16', by crane | CY | 345
033100904150 | By pump | Place wall concrete, 5000#, to 16', by pump | CY | 334
033100908480 | Filled block (CMU)
033100908490 | 3000# concrete, by pump
033100908500 | 4" wide | Concrete, filled wall, 2500#, by pump, 4" wide | SF | 7
033100908510 | 6" wide | Concrete, filled wall, 2500#, by pump, 6" wide | SF | 8.94
033100908520 | 8" wide | Concrete, filled wall, 2500#, by pump, 8" wide | SF | 11.24
033100908530 | 10" wide | Place filled block (CMU) conc, 3000#, 10" wide | SF | 11.12
033100908540 | 12" wide | Place filled block (CMU) conc, 3000#, 12" wide | SF | 13.77
033100908560 | Pilasters, 3000# concrete | Place conc pilasters, 3000# concrete | CF | 139
033100908700 | Wall cavity, 2" thick, 3000# concrete | Place conc, wall cavity, 2" thick, 3000# concrete | SF | 6.15
033101100000 | STAIR CONCRETE | STAIR CONCRETE
033101100960 | Stairs
033101100980 | 2500# or 3000# concrete
033101101000 | By chute | Place concrete, stairs, 2500#, by chute | CY | 214
033101101020 | By crane | Place concrete, stairs, 2500#, by crane | CY | 300
033101101030 | By pump | Place concrete, stairs, 2500#, by pump | CY | 285
033101101040 | By hand buggy | Place concrete, stairs, 2500#, by buggy | CY | 257
033101102100 | 3500# or 4000# concrete
033101102120 | By chute | Place concrete, stairs, 3500# or 4000#, by chute | CY | 225
033101102140 | By crane | Place concrete, stairs, 3500# or 4000#, by crane | CY | 311
033101102160 | By pump | Place concrete, stairs, 3500# or 4000#, by pump | CY | 296
033101102180 | By hand buggy | Place concrete, stairs, 3500# or 4000#, by hand buggy | CY | 268
033101104000 | 5000# concrete
033101104010 | By chute | Place concrete, stairs, 5000#, by chute | CY | 238
033101104020 | By crane | Place concrete, stairs, 5000#, by crane | CY | 324
033101104030 | By pump | Place concrete, stairs, 5000#, by pump | CY | 309
033101104040 | By hand buggy | Place concrete, stairs, 5000#, by hand buggy | CY | 281
033500000000 | CONCRETE FINISHING
033500100000 | CONCRETE FINISHES | CONCRETE FINISHES
033500100980 | Floor finishes
033500101000 | Broom | Concrete finish, broom | SF | 0.92
033500101020 | Screed | Concrete finish, broom, screed | SF | 0.8
033500101040 | Darby | Concrete finish, broom, darby | SF | 0.8
033500101060 | Steel float | Concrete finish, float | SF | 1.07
033500102000 | Granolithic topping
033500102020 | 1/2" thick | Granolithic topping, 1/2" thick | SF | 3.53
033500102040 | 1" thick | Granolithic topping, 1" thick | SF | 4.31
033500102060 | 2" thick | Granolithic topping, 2" thick | SF | 5.71
033500104000 | Wall finishes
033500104020 | Burlap rub, with cement paste | Wall finishes, burlap rub, w/cement paste | SF | 1.23
033500104040 | Float finish | Float finish, 1/16" thick | SF | 1.76
033500104060 | Etch with acid | Etch with acid | SF | 1.6
033500104070 | Sandblast
033500104080 | Minimum | Sandblast, minimum | SF | 1.97
033500104100 | Maximum | Sandblast, maximum | SF | 2.65
033500104110 | Bush hammer
033500104120 | Green concrete | Bush hammer, green concrete | SF | 3.2
033500104140 | Cured concrete | Bush hammer, cured concrete | SF | 4.93
033500104160 | Break ties and patch holes | Break ties and patch holes | SF | 1.28
033500104170 | Carborundum
033500104180 | Dry rub | Carborundum, dry rub | SF | 2.14
033500104200 | Wet rub | Carborundum, wet rub | SF | 3.2
033500105000 | Floor hardeners
033500105010 | Metallic
033500105020 | Light service | Floor hardeners, metallic, light service | SF | 1.47
033500105040 | Heavy service | Floor hardeners, metallic, heavy service | SF | 3.08
033500105050 | Non-metallic
033500105060 | Light service | Floor hardeners, non-metallic, light service | SF | 1.14
033500105080 | Heavy service | Floor hardeners, non-metallic, heavy service | SF | 2.47
033500105200 | Rusticated concrete finish
033500105220 | Beveled edge | Rusticated concrete finish, beveled edge | LF | 4.21
033500105240 | Square edge | Rusticated concrete finish, square edge | LF | 5.51
033500105400 | Solid board concrete finish
033500105420 | Standard | Solid board concrete finish, uniform finish | SF | 7
033500105440 | Rustic | Solid board concrete finish, non-uniform finish | SF | 7.95
033700000000 | SPECIALTY PLACED CONCRETE
033719000000 | PNEUMATIC CONCRETE | PNEUMATIC CONCRETE
033719000100 | Pneumatic applied concrete (gunite)
033719001035 | 2" thick | Pneumatic applied concrete (gunite), 2" thick | SF | 10.95
033719001040 | 3" thick | Pneumatic applied concrete (gunite), 3" thick | SF | 13.89
033719001060 | 4" thick | Pneumatic applied concrete (gunite), 4" thick | SF | 16.83
033719001980 | Finish surface
033719002000 | Minimum | Finish surface, minimum | SF | 4.09
033719002020 | Maximum | Finish surface, maximum | SF | 8.18
033721000000 | CONCRETE DELIVERY SPECIALS
033721001000 | Small loads, up to 3 cubic yards
033721001010 | Minimum | Concrete, price per yard, less than 3 cy, min. | CY | 242
033721001020 | Average | Concrete, price per yard, less than 3 cy, avg. | CY | 253
033721001030 | Maximum | Concrete, price per yard, less than 3 cy, max. | CY | 275
033721002000 | 3 to 7 cubic yard deliveries
033721002010 | Minimum | Concrete, price per yard, 3 to 7 cy, min. | CY | 192
033721002020 | Average | Concrete, price per yard, 3 to 7 cy, avg. | CY | 198
033721002030 | Maximum | Concrete, price per yard, 3 to 7 cy, max. | CY | 209
033900000000 | CONCRETE CURING
033900100000 | CURING CONCRETE | CURING CONCRETE
033900101000 | Sprayed membrane
033900101010 | Slabs | Sprayed membrane, slabs | SF | 0.29
033900101020 | Walls | Sprayed membrane, walls | SF | 0.38
033900101025 | Curing paper
033900101030 | Slabs | Curing paper, slabs | SF | 0.34
033900102000 | Walls | Curing paper, walls | SF | 0.36
033900102010 | Burlap
033900102020 | 7.5 oz. | Burlap, 7.5 oz | SF | 0.4
033900102500 | 12 oz. | Burlap, 12 oz | SF | 0.48
034100000000 | PRECAST CONCRETE
034100100000 | PRECAST BEAMS | PRECAST BEAMS
034100100060 | Prestressed, double tee, 24" deep, 8' wide
034100100080 | 35' span
034100100100 | 115 psf | Prestressed, dbl tee, 24" d, 8' w, 35' span, 115 psf | SF | 18.74
034100100120 | 140 psf | Prestressed, dbl tee, 24" d, 8' w, 35' span, 140 psf | SF | 19.68
034100100130 | 40' span
034100100140 | 80 psf | Prestressed, dbl tee, 24" d, 8' w, 40' span, 80 psf | SF | 18.11
034100100180 | 143 psf | Prestressed, dbl tee, 24" d, 8' w, 40' span, 143 psf | SF | 18.77
034100100185 | 45' span
034100100190 | 50 psf | Prestressed, dbl tee, 24" d, 8' w, 45' span, 50 psf | SF | 16.79
034100100200 | 70 psf | Prestressed, dbl tee, 24" d, 8' w, 45' span, 70 psf | SF | 17.83
034100100220 | 100 psf | Prestressed, dbl tee, 24" d, 8' w, 45' span, 100 psf | SF | 18.12
034100100230 | 130 psf | Prestressed, dbl tee, 24" d, 8' w, 45' span, 130 psf | SF | 20.23
034100100235 | 50' span
034100100240 | 75 psf | Prestressed, dbl tee, 24" d, 8' w, 50' span, 75 psf | SF | 16.64
034100100250 | 100 psf | Prestressed, dbl tee, 24" d, 8' w, 50' span, 100 psf | SF | 17.95
034100103000 | Precast beams, girders and joists
034100103020 | 1000 lb/lf live load
034100103040 | 10' span | Precast beams, girder, joists, 1000 lb/lf LL, 10' span | LF | 208
034100103060 | 20' span | Precast beams, girder, joists, 1000 lb/lf LL, 20' span | LF | 204
034100103080 | 30' span | Precast beams, girder, joists, 1000 lb/lf LL, 30' span | LF | 247
034100103200 | 3000 lb/lf live load
034100103220 | 10' span | Precast beams, girder, joists, 3000 lb/lf LL, 10' span | LF | 217
034100103240 | 20' span | Precast beams, girder, joists, 3000 lb/lf LL, 20' span | LF | 226
034100103260 | 30' span | Precast beams, girder, joists, 3000 lb/lf LL, 30' span | LF | 289
034100103300 | 5000 lb/lf live load
034100103320 | 10' span | Precast beams, girder, joists, 5000 lb/lf LL, 10' span | LF | 221
034100103340 | 20' span | Precast beams, girder, joists, 5000 lb/lf LL, 20' span | LF | 263
034100103360 | 30' span | Precast beams, girder, joists, 5000 lb/lf LL, 30' span | LF | 322
034100200000 | PRECAST COLUMNS | PRECAST COLUMNS
034100200060 | Prestressed concrete columns
034100200080 | 10" x 10"
034100200100 | 10' long | Prestressed concrete columns, 10"x 10", 10' long | EA | 577
034100200120 | 15' long | Prestressed concrete columns, 10"x 10", 15' long | EA | 770
034100200140 | 20' long | Prestressed concrete columns, 10"x 10", 20' long | EA | 969
034100200160 | 25' long | Prestressed concrete columns, 10"x 10", 25' long | EA | 1200
034100200180 | 30' long | Prestressed concrete columns, 10"x 10", 30' long | EA | 1397
034100200220 | 12" x 12"
034100200240 | 20' long | Prestressed concrete columns, 12"x 12", 20' long | EA | 1275
034100200300 | 25' long | Prestressed concrete columns, 12"x 12", 25' long | EA | 1513
034100200320 | 30' long | Prestressed concrete columns, 12"x 12", 30' long | EA | 1867
034100200980 | 16" x 16"
034100201000 | 20' long | Prestressed concrete columns, 16"x 16", 20' long | EA | 1829
034100201002 | 25' long | Prestressed concrete columns, 16"x 16", 25' long | EA | 2588
034100201003 | 30' long | Prestressed concrete columns, 16"x 16", 30' long | EA | 3031
034100201010 | 20" x 20"
034100201020 | 20' long | Prestressed concrete columns, 20"x 20", 20' long | EA | 3086
034100201022 | 25' long | Prestressed concrete columns, 20"x 20", 25' long | EA | 4128
034100201023 | 30' long | Prestressed concrete columns, 20"x 20", 30' long | EA | 4707
034100201030 | 24" x 24"
034100201040 | 20' long | Prestressed concrete columns, 24"x 24", 20' long | EA | 4589
034100201042 | 25' long | Prestressed concrete columns, 24"x 24", 25' long | EA | 5532
034100201043 | 30' long | Prestressed concrete columns, 24"x 24", 30' long | EA | 6775
034100201060 | 28" x 28"
034100201080 | 20' long | Prestressed concrete columns, 28"x 28", 20' long | EA | 6160
034100201082 | 25' long | Prestressed concrete columns, 28"x 28", 25' long | EA | 7409
034100201083 | 30' long | Prestressed concrete columns, 28"x 28", 30' long | EA | 9122
034100201089 | 32" x 32"
034100201100 | 20' long | Prestressed concrete columns, 32"x 32", 20' long | EA | 7715
034100201102 | 25' long | Prestressed concrete columns, 32"x 32", 25' long | EA | 9890
034100201103 | 30' long | Prestressed concrete columns, 32"x 32", 30' long | EA | 11299
034100201110 | 36" x 36"
034100201120 | 20' long | Prestressed concrete columns, 36"x 36", 20' long | EA | 9583
034100201122 | 25' long | Prestressed concrete columns, 36"x 36", 25' long | EA | 11911
034100201123 | 30' long | Prestressed concrete columns, 36"x 36", 30' long | EA | 14250
034100300000 | PRECAST SLABS | PRECAST SLABS
034100300040 | Prestressed flat slab
034100300060 | 6" thick, 4' wide
034100300080 | 20' span
034100300100 | 80 psf | Prestr flat slab, 6" thk, 4' w, 20' span, 80 psf | SF | 30.13
034100300110 | 110 psf | Prestr flat slab, 6" thk, 4' w, 20' span, 110 psf | SF | 30
034100300120 | 25' span
034100300130 | 80 psf | Prestr flat slab, 6" thk, 4' w, 25' span, 80 psf | SF | 30.7
034100300940 | Cored slab
034100300960 | 6" thick, 4' wide
034100300980 | 20' span
034100302000 | 80 psf | Prestr cored slab, 6" thk, 4' w, 20' span, 80 psf | SF | 17.99
034100302030 | 100 psf | Prestr cored slab, 6" thk, 4'w, 20' span, 100 psf | SF | 18.27
034100302050 | 130 psf | Prestr cored slab, 6" thk, 4'w, 20' span, 130 psf | SF | 18.54
034100302060 | 8" thick, 4' wide
034100302070 | 25' span
034100302090 | 70 psf | Prestr cored slab, 8" thk, 4' w, 25' span, 70 psf | SF | 17.68
034100302100 | 125 psf | Prestr cored slab, 8" thk, 4'w, 25' span, 125 psf | SF | 18.65
034100302110 | 170 psf | Prestr cored slab, 8" thk, 4'w, 25' span, 170 psf | SF | 18.56
034100302115 | 30' span
034100302120 | 70 psf | Prestr cored slab, 8" thk, 4' w, 30' span, 70 psf | SF | 16.82
034100302140 | 90 psf | Prestr cored slab, 8" thk, 4' w, 30' span, 90 psf | SF | 17.38
034100302170 | 35' span
034100302180 | 70 psf | Prestr cored slab, 8" thk, 4' w, 35' span, 70 psf | SF | 17.34
034100302190 | 10" thick, 4' wide
034100302195 | 30' span
034100302200 | 75 psf | Prestr cored slab, 10" thk, 4'w, 30' span, 75 psf | SF | 17.57
034100302220 | 100 psf | Prestr cored slab, 10" thk, 4'w, 30'span, 10 | SF | 17.86
034100302240 | 130 psf | Prestr cored slab, 10" thk, 4'w, 30'span, 130 psf | SF | 18.29
034100302260 | 35' span
034100302280 | 60 psf | Prestr cored slab, 10" thk, 4'w, 35' span, 60 psf | SF | 17.54
034100302290 | 80 psf | Prestr cored slab, 10" thk, 4'w, 35' span, 80 psf | SF | 17.98
034100302300 | 120 psf | Prestr cored slab, 10" thk, 4'w, 35'span, 120 psf | SF | 18.62
034100302310 | 40' span
034100302320 | 65 psf | Prestr cored slab, 10" thk, 4'w, 40'span, 65 psf | SF | 18.15
034100307000 | Slabs, roof and floor members, 4' wide
034100307020 | 6" thick, 25' span | Prestr slab, roof/floor members, 4'w, 6" thk, 25'span | SF | 16.58
034100307040 | 8" thick, 30' span | Prestr slab, roof/floor members, , 4'w, 8" thk, 30'span | SF | 17.33
034100307060 | 10" thick, 40' span | Prestr slab, roof/floor members, 4'w, 10" thk, 40'span | SF | 20.24
034100307100 | Tee members
034100307120 | Multiple tee, roof and floor
034100307140 | Minimum | Prestr slab, multiple tee, roof and floor, minimum | SF | 18.64
034100307160 | Maximum | Prestr slab, multiple tee, roof and floor, maximum | SF | 25.36
034100307200 | Double tee wall member
034100307220 | Minimum | Prestr slab, double tee, roof and floor, minimum | SF | 17.78
034100307240 | Maximum | Prestr slab, double tee, roof and floor, maximum | SF | 24.45
034100307280 | Single tee
034100307290 | Short span, roof members
034100307300 | Minimum | Prestr slab, 1 tee, short span, roof members, minimum | SF | 19.83
034100307320 | Maximum | Prestr slab, 1 tee, short span, roof members, maximum | SF | 26.92
034100307400 | Long span, roof members
034100307420 | Minimum | Prestr slab, 1 tee, long span, roof members, minimum | SF | 23.59
034100307440 | Maximum | Prestr slab, 1 tee, long span, roof members, maximum | SF | 30.2
034500000000 | PRECAST ARCHITECTURAL CONCRETE
034500100000 | PRECAST WALLS | PRECAST WALLS
034500100060 | Wall panel, 8' x 20'
034500100070 | Gray cement
034500100080 | Liner finish
034500100100 | 4" wall | Precast wall, 8'x 20', gray cem, liner fin, 4" wall | SF | 24.89
034500100120 | 5" wall | Precast wall, 8'x 20', gray cem, liner fin, 5" wall | SF | 30.39
034500100140 | 6" wall | Precast wall, 8'x 20', gray cem, liner fin, 6" wall | SF | 35.98
034500100160 | 8" wall | Precast wall, 8'x 20', gray cem, liner fin, 8" wall | SF | 47.03
034500100180 | Sandblast finish
034500100200 | 4" wall | Precast wall, 8'x 20', gray cem, sandbl fin, 4" wall | SF | 26.94
034500100210 | 5" wall | Precast wall, 8'x 20', gray cem, sandbl fin, 5" wall | SF | 32.29
034500100220 | 6" wall | Precast wall, 8'x 20', gray cem, sandbl fin, 6" wall | SF | 37.94
034500100230 | 8" wall | Precast wall, 8'x 20', gray cem, sandbl fin, 8" wall | SF | 48.93
034500100280 | White cement
034500100290 | Liner finish
034500100300 | 4" wall | Precast wall, 8'X 20', white cem, liner fin, 4" wall | SF | 29.32
034500100310 | 5" wall | Precast wall, 8'X 20', white cem, liner fin, 5" wall | SF | 34.82
034500100320 | 6" wall | Precast wall, 8'X 20', white cem, liner fin, 6" wall | SF | 40.41
034500100330 | 8" wall | Precast wall, 8'X 20', white cem, liner fin, 8" wall | SF | 51.46
034500102000 | Sandblast finish
034500102010 | 4" wall | Precast wall, 8'X 20', white cem, sandbl fin, 4" wall | SF | 31.21
034500102011 | 5" wall | Precast wall, 8'X 20', white cem, sandbl fin, 5" wall | SF | 36.72
034500102012 | 6" wall | Precast wall, 8'X 20', white cem, sandbl fin, 6" wall | SF | 42.31
034500102013 | 8" wall | Precast wall, 8'X 20', white cem, sandbl fin, 8" wall | SF | 53.35
034500102015 | Double tee wall panel, 24" deep
034500102018 | Gray cement
034500102020 | Liner finish | Precast wall, dbl tee, 24" deep, gray cem, liner fin | SF | 19.56
034500102030 | Sandblast finish | Precast wall, dbl tee, 24" deep, gray cem, sandbl fin | SF | 23.44
034500102035 | White cement
034500102040 | Form liner finish | Precast wall, dbl tee, 24" deep, white cem, liner fin | SF | 26
034500102050 | Sandblast finish | Precast wall, dbl tee, 24" deep, white cem, sandbl fin | SF | 32.27
034500103000 | Partition panels
034500103020 | 4" wall | Precast wall, partition panels, 4" wall | SF | 25.4
034500103040 | 5" wall | Precast wall, partition panels, 5" wall | SF | 30.81
034500103060 | 6" wall | Precast wall, partition panels, 6" wall | SF | 36.3
034500103080 | 8" wall | Precast wall, partition panels, 8" wall | SF | 47.26
034500103200 | Cladding panels
034500103220 | 4" wall | Precast wall, cladding panels, 4" wall | SF | 25.65
034500103240 | 5" wall | Precast wall, cladding panels, 5" wall | SF | 31.06
034500103260 | 6" wall | Precast wall, cladding panels, 6" wall | SF | 36.55
034500103280 | 8" wall | Precast wall, cladding panels, 8" wall | SF | 47.51
034500103400 | Sandwich panel, 2.5" cladding panel, 2" insulation
034500103440 | 5" wall | Precast wall, sandwich pane, 2" insulation, 5" wall | SF | 35.63
034500103460 | 6" wall | Precast wall, sandwich pane, 2" insulation, 6" wall | SF | 41.11
034500103480 | 8" wall | Precast wall, sandwich pane, 2" insulation, 8" wall | SF | 52.06
034800000000 | PRECAST CONCRETE SPECIALTIES
034800100000 | PRECAST SPECIALTIES | PRECAST SPECIALTIES
034800100980 | Precast concrete, coping, 4' to 8' long
034800101000 | 12" wide | Precast concrete, coping, 4' to 8' long, 12" wide | LF | 22.02
034800101010 | 10" wide | Precast concrete, coping, 4' to 8' long, 10" wide | LF | 21.82
034800101520 | Splash block, 30"x12"x4" | Precast, splash block, 30"x12"x4" | EA | 78.61
034800102000 | Stair unit, per riser | Precast, stair unit, per riser | EA | 187
034800104000 | Sun screen and trellis, 8' long, 12" high
034800104020 | 4" thick blades | Precast, sun screen & trellis, 8'l, 12"h, 4" thk blade | EA | 185
034800104040 | 5" thick blades | Precast, sun screen & trellis, 8'l, 12"h, 5" thk blade | EA | 216
034800104060 | 6" thick blades | Precast, sun screen & trellis, 8'l, 12"h, 6" thk blade | EA | 261
034800104080 | 8" thick blades | Precast, sun screen & trellis, 8'l, 12"h, 8" thk blade | EA | 326
034800108000 | Bearing pads for precast members, 2" wide strips
034800108040 | 1/8" thick | Precast, bearing pads for members, 2"w, 1/8" thick | LF | 0.74
034800108060 | 1/4" thick | Precast, bearing pads for members, 2"w, 1/4" thick | LF | 0.89
034800108080 | 1/2" thick | Precast, bearing pads for members, 2"w, 1/2" thick | LF | 0.97
034800108100 | 3/4" thick | Precast, bearing pads for members, 2"w, 3/4" thick | LF | 1.68
034800108120 | 1" thick | Precast, bearing pads for members, 2"w, 1" thick | LF | 1.76
034800108140 | 1-1/2" thick | Precast, bearing pads for members, 2"w, 1-1/2" thick | LF | 2.15
035300000000 | CEMENTITIOUS TOPPINGS
035300100000 | CONCRETE TOPPINGS | CONCRETE TOPPINGS
035300101000 | Gypsum fill
035300101020 | 2" thick | Concrete topping, gypsum fill, 2" thick | SF | 3.76
035300101040 | 2-1/2" thick | Concrete topping, gypsum fill, 2-1/2" thick | SF | 4.53
035300101060 | 3" thick | Concrete topping, gypsum fill, 3" thick | SF | 5.33
035300101080 | 3-1/2" thick | Concrete topping, gypsum fill, 3-1/2" thick | SF | 6.13
035300101100 | 4" thick | Concrete topping, gypsum fill, 4" thick | SF | 6.98
035300102000 | Formboard
035300102020 | Mineral fiber board
035300102040 | 1" thick | Concrete topping, formboard, mineral fiber, 1" thick | SF | 3.39
035300102060 | 1-1/2" thick | Concrete topping, formboard, mineral fiber, 1-1/2" th | SF | 4.62
035300102070 | Cement fiber board
035300102080 | 1" thick | Concrete topping, cement fiber board, 1" thick | SF | 4.86
035300102100 | 1-1/2" thick | Concrete topping, cement fiber board, 1-1/2" thick | SF | 6.54
035300102110 | Glass fiber board
035300102120 | 1" thick | Concrete topping, glass fiber board, 1" thick | SF | 3.32
035300102140 | 1-1/2" thick | Concrete topping, glass fiber board, 1-1/2" thick | SF | 4.55
035300104000 | Poured deck
035300104010 | Vermiculite or perlite
035300104020 | 1 to 4 mix | Conc topping, poured deck, verm/perl, 1-4 mix | CY | 406
035300104040 | 1 to 6 mix | Conc topping, poured deck, verm/perl, 1-6 mix | CY | 364
035300104050 | Vermiculite or perlite
035300104060 | 2" thick
035300104080 | 1 to 4 mix | Conc topping, poured deck, verm/perl, 2" thk, 1-4 mix | SF | 3.32
035300104100 | 1 to 6 mix | Conc topping, poured deck, verm/perl, 2" thk, 1-6 mix | SF | 2.55
035300104200 | 3" thick
035300104220 | 1 to 4 mix | Conc topping, poured deck, verm/perl, 3" thk, 1-4 mix | SF | 4.61
035300104240 | 1 to 6 mix | Conc topping, poured deck, verm/perl, 3" thk, 1-6 mix | SF | 3.78
035300106000 | Concrete plank, lightweight
035300106020 | 2" thick | Concrete topping, plank, lightweight, 2" thick | SF | 20.39
035300106040 | 2-1/2" thick | Concrete topping, plank, lightweight, 2-1/2" thick | SF | 20.79
035300106080 | 3-1/2" thick | Concrete topping, plank, lightweight, 3-1/2" thick | SF | 22.01
035300106100 | 4" thick | Concrete topping, plank, lightweight, 4" thick | SF | 22.6
035300106500 | Channel slab, lightweight, straight
035300106520 | 2-3/4" thick | Conc topping, channel slab, ltwt, strt, 2-3/4" thick | SF | 17.47
035300106540 | 3-1/2" thick | Conc topping, channel slab, ltwt, strt, 3-1/2" thick | SF | 17.83
035300106560 | 3-3/4" thick | Conc topping, channel slab, ltwt, strt, 3-3/4" thick | SF | 18.82
035300106580 | 4-3/4" thick | Conc topping, channel slab, ltwt, strt, 4-3/4" thick | SF | 23.02
035300107000 | Gypsum plank
035300107020 | 2" thick | Concrete topping, gypsum plank, 2" thick | SF | 10.93
035300107040 | 3" thick | Concrete topping, gypsum plank, 3" thick | SF | 11.21
035300108000 | Cement fiber, T & G planks
035300108020 | 1" thick | Conc topping, cement fiber, T&G planks, 1" thick | SF | 8.04
035300108040 | 1-1/2" thick | Conc topping, cement fiber, T&G planks, 1-1/2" thick | SF | 8.25
035300108060 | 2" thick | Conc topping, cement fiber, T&G planks, 2" thick | SF | 9.39
035300108080 | 2-1/2" thick | Conc topping, cement fiber, T&G planks, 2-1/2" thick | SF | 9.64
035300108100 | 3" thick | Conc topping, cement fiber, T&G planks, 3" thick | SF | 10.94
035300108120 | 3-1/2" thick | Conc topping, cement fiber, T&G planks, 3-1/2" thick | SF | 12.4
035300108140 | 4" thick | Conc topping, cement fiber, T&G planks, 4" thick | SF | 13.04
036100000000 | GROUT
036100100000 | GROUTING | GROUTING
036100101000 | Grouting for bases
036100101010 | Non-shrink
036100101020 | Metallic grout
036100101040 | 1" deep | Grouting for bases, nonshrink, metallic, 1" deep | SF | 27.76
036100101060 | 2" deep | Grouting for bases, nonshrink, metallic, 2" deep | SF | 39.12
036100102000 | Non-metallic grout
036100102020 | 1" deep | Grouting for bases, nonshrink, nonmetalic, 1" deep | SF | 25.14
036100102040 | 2" deep | Grouting for bases, nonshrink, nonmetalic, 2" deep | SF | 34.25
036100102480 | Fluid type
036100102500 | Non-metallic
036100102520 | 1" deep | Grouting for bases, fluid type, nonmetalic, 1" deep | SF | 25.31
036100102540 | 2" deep | Grouting for bases, fluid type, nonmetalic, 2" deep | SF | 33.57
036100103000 | Grouting for joints
036100103020 | Portland cement grout (1 cement to 3 sand)
036100103040 | 1/2" joint thickness
036100103080 | 6" wide joints | Grouting joints, portland cem, 1/2" thk, 6"w joints | LF | 3.13
036100103100 | 8" wide joints | Grouting joints, portland cem, 1/2" thk, 8"w joints | LF | 3.73
036100103200 | 1" joint thickness
036100103220 | 4" wide joints | Grouting joints, portland cem, 1" thk, 4"w joints | LF | 2.98
036100103240 | 6" wide joints | Grouting joints, portland cem, 1" thk, 6"w joints | LF | 3.45
036100103260 | 8" wide joints | Grouting joints, portland cem, 1" thk, 8"w joints | LF | 4.18
036100103400 | Non-shrink, non-metallic grout
036100103420 | 1/2" joint thickness
036100103440 | 4" wide joint | Nonshrink, nonmetal grout, 1/2" thk, 4" wide joint | LF | 3.89
036100103460 | 6" wide joint | Nonshrink, nonmetal grout, 1/2" thk, 6" wide joint | LF | 4.76
036100103480 | 8" wide joint | Nonshrink, nonmetal grout, 1/2" thk, 8" wide joint | LF | 5.9
036100103600 | 1" joint thickness
036100103620 | 4" wide joint | Nonshrink, nonmetal grout, 1" thk, 4" wide joint | LF | 5.15
036100103640 | 6" wide joint | Nonshrink, nonmetal grout, 1" thk, 6" wide joint | LF | 6.71
036100103660 | 8" wide joint | Nonshrink, nonmetal grout, 1" thk, 8" wide joint | LF | 8.65
038200000000 | CONCRETE BORING
038213100000 | CORE DRILLING | CORE DRILLING
038213100100 | Concrete
038213100110 | 6" thick
038213100120 | 3" dia. | Core drill, concrete, 6" thick, 3" dia | EA | 61.13
038213100140 | 4" dia. | Core drill, concrete, 6" thick, 4" dia | EA | 71.31
038213100160 | 6" dia. | Core drill, concrete, 6" thick, 6" dia | EA | 85.57
038213100180 | 8" dia. | Core drill, concrete, 6" thick, 8" dia | EA | 143
038213100300 | 8" thick
038213100320 | 3" dia. | Core drill, concrete, 8" thick, 3" dia | EA | 85.57
038213100360 | 4" dia. | Core drill, concrete, 8" thick, 4" dia | EA | 107
038213100380 | 6" dia. | Core drill, concrete, 8" thick, 6" dia | EA | 122
038213100400 | 8" dia. | Core drill, concrete, 8" thick, 8" dia | EA | 171
038213100420 | 10" thick
038213100440 | 3" dia. | Core drill, concrete, 10" thick, 3" dia | EA | 107
038213100460 | 4" dia. | Core drill, concrete, 10" thick, 4" dia | EA | 122
038213100480 | 6" dia. | Core drill, concrete, 10" thick, 6" dia | EA | 143
038213100490 | 8" dia. | Core drill, concrete, 10" thick, 8" dia | EA | 214
038213100520 | 12" thick
038213100540 | 3" dia. | Core drill, concrete, 12" thick, 3" dia | EA | 143
038213100560 | 4" dia. | Core drill, concrete, 12" thick, 4" dia | EA | 171
038213100580 | 6" dia. | Core drill, concrete, 12" thick, 6" dia | EA | 214
038213100600 | 8" dia. | Core drill, concrete, 12" thick, 8" dia | EA | 285
040000000000 | MASONRY
040100000000 | MASONRY RESTORATION
040120100000 | RESTORATION AND CLEANING | RESTORATION AND CLEANING
040120101080 | Masonry cleaning
040120101090 | Washing brick
040120101120 | Smooth surface | Masonry cleaning, washing brick, smooth surface | SF | 1.51
040120101130 | Rough surface | Masonry cleaning, washing brick, rough surface | SF | 2.03
040120101140 | Steam clean masonry
040120101150 | Smooth face
040120101220 | Minimum | Steam clean masonry, smooth face, minimum | SF | 1.64
040120101240 | Maximum | Steam clean masonry, smooth face, maximum | SF | 2.46
040120101250 | Rough face
040120101260 | Minimum | Steam clean masonry, rough face, minimum | SF | 2.26
040120101270 | Maximum | Steam clean masonry, rough face, maximum | SF | 3.35
040120101300 | Sandblast masonry
040120101320 | Minimum | Sand blast masonry, minimum | SF | 2.12
040120101340 | Maximum | Sand blast masonry, maximum | SF | 3.46
040120101360 | Pointing masonry
040120101420 | Brick | Pointing masonry, brick | SF | 4.31
040120101430 | Concrete block | Pointing masonry, concrete block | SF | 2.76
040120101450 | Cut and repoint
040120101470 | Brick
040120102020 | Minimum | Masonry, cut and repoint brick, minimum | SF | 4.3
040120102030 | Maximum | Masonry, cut and repoint brick, maximum | SF | 8.48
040120102040 | Stone work | Masonry, cut and repoint stone | LF | 7.04
040120102060 | Cut and recaulk
040120103020 | Oil base caulks | Masonry, cut and recaulk, oil base | LF | 6.6
040120103030 | Butyl caulks | Masonry, cut and recaulk, butyl | LF | 6.42
040120103040 | Polysulfides and acrylics | Masonry, cut and recaulk, polysulfides and acrylics | LF | 7.58
040120103050 | Silicones | Masonry, cut and recaulk, silicones | LF | 7.98
040120104000 | Cement and sand grout on walls, to 1/8" thick
040120104020 | Minimum | Cement & sand grout, walls, to 1/8" thk, minimum | SF | 3.77
040120104040 | Maximum | Cement & sand grout, walls, to 1/8" thk, maximum | SF | 5.54
040120105000 | Saw cutting masonry, concrete
040120105014 | Average | Saw cutting masonry/conc,additional 4" pass, avg. | LF | 6.41
040120105016 | Maximum | Saw cutting masonry/conc,additional 4" pass, max. | LF | 9.15
040120105100 | Masonry, initial 4" cut
040120105110 | Minimum | Saw cutting masonry/conc, initial 4" cut, min. | LF | 6.41
040120105114 | Average | Saw cutting masonry/conc, initial 4" cut, avg. | LF | 8.01
040120105116 | Maximum | Saw cutting masonry/conc, initial 4" cut, max. | LF | 12.81
040120105200 | Additional 4" passes
040120105210 | Minimum | Saw cutting masonry/conc additional 4" pass, min. | LF | 5.34
040120106000 | Core drilling masonry, concrete
040120106014 | Average | Core drilling masonry/conc, 2" core, avg. | EA | 8.54
040120106016 | Maximum | Core drilling masonry/conc, 2" core, max. | EA | 10.68
040120106100 | 6" deep, 1" core
040120106110 | Minimum | Core drilling masonry/conc, 1" core, min. | EA | 5.82
040120106114 | Average | Core drilling masonry/conc, 1" core, avg. | EA | 7.12
040120106116 | Maximum | Core drilling masonry/conc, 1" core, max. | EA | 10.68
040120106200 | 2" core
040120106210 | Minimum | Core drilling masonry/conc, 2" core, min. | EA | 7.12
040120106220 | Average | Core drilling masonry/conc, 2" core, avg. | EA | 8.54
040120106230 | Maximum | Core drilling masonry/conc, 2" core, max. | EA | 10.68
040120108010 | Brick removal and replacement
040120108020 | Minimum | Brick removal and replacement, minimum | EA | 10.43
040120108040 | Average | Brick removal and replacement, average | EA | 13.9
040120108060 | Maximum | Brick removal and replacement, maximum | EA | 40.82
040500000000 | MORTAR, GROUT AND ACCESSORIES
040516100000 | MASONRY GROUT | MASONRY GROUT
040516100100 | Grout, non-shrink, non-metallic, trowelable | Grout, non shrink, non metallic, trowelable | CF | 7.69
040516102110 | Grout door frame, hollow metal
040516102120 | Single | Grout door frame, hollow metal, single | EA | 101
040516102140 | Double | Grout door frame, hollow metal, double | EA | 111
040516102980 | Grout-filled concrete block (CMU)
040516103000 | 4" wide | Grouting concrete block, 4" | SF | 3.28
040516103020 | 6" wide | Grouting concrete block, 6" | SF | 4.13
040516103040 | 8" wide | Grouting concrete block, 8" | SF | 4.89
040516103060 | 12" wide | Grouting concrete block, 12" | SF | 5.95
040516103070 | Grout-filled individual CMU cells
040516103090 | 4" wide | Grout filled individual cmu cells, 4" wide | LF | 2.06
040516103100 | 6" wide | Grout filled individual cmu cells, 6" wide | LF | 2.16
040516103120 | 8" wide | Grout filled individual cmu cells, 8" wide | LF | 2.3
040516103140 | 10" wide | Grout filled individual cmu cells, 10" wide | LF | 2.67
040516103160 | 12" wide | Grout filled individual cmu cells, 12" wide | LF | 2.81
040516104000 | Bond beams or lintels, 8" deep
040516104010 | 6" thick | Bond beams or lintels, 8" deep, 6" thick | LF | 3.74
040516104020 | 8" thick | Bond beams or lintels, 8" deep, 8" thick | LF | 4.29
040516104040 | 10" thick | Bond beams or lintels, 8" deep, 10" thick | LF | 4.92
040516104060 | 12" thick | Bond beams or lintels, 8" deep, 12" thick | LF | 5.63
040516105000 | Cavity walls
040516105020 | 2" thick | Bond beams or lintels, cavity walls, 2" thick | SF | 5.18
040516105040 | 3" thick | Bond beams or lintels, cavity walls, 3" thick | SF | 5.63
040516105060 | 4" thick | Bond beams or lintels, cavity walls, 4" thick | SF | 6.39
040516105080 | 6" thick | Bond beams or lintels, cavity walls, 6" thick | SF | 8.05
040523100000 | MASONRY ACCESSORIES | MASONRY ACCESSORIES
040523100200 | Foundation vents | Foundation vents | EA | 63.5
040523101010 | Bar reinforcing
040523101015 | Horizontal
040523101020 | #3 - #4 | Standard steel bar reinforcing, horizontal, #3 - #4 | LB | 3.76
040523101030 | #5 - #6 | Standard steel bar reinforcing, horizontal, #5 - #6 | LB | 3.24
040523101035 | Vertical
040523101040 | #3 - #4 | Standard steel bar reinforcing, vertical, #3 - #4 | LB | 4.54
040523101050 | #5 - #6 | Standard steel bar reinforcing, vertical, #5 - #6 | LB | 3.76
040523101100 | Horizontal joint reinforcing
040523101105 | Truss type
040523101110 | 4" wide, 6" wall | Horizontal joint reinf, truss type, 4" wide, 6" wall | LF | 0.52
040523101120 | 6" wide, 8" wall | Horizontal joint reinf, truss type, 6" wide, 8" wall | LF | 0.54
040523101130 | 8" wide, 10" wall | Horizontal joint reinf, truss type, 8" wide, 10" wall | LF | 0.59
040523101140 | 10" wide, 12" wall | Horizontal joint reinf, truss type, 10" wide, 12" wal | LF | 0.6
040523101150 | 12" wide, 14" wall | Horizontal joint reinf, truss type, 12" wide, 14" wal | LF | 0.68
040523101155 | Ladder type
040523101160 | 4" wide, 6" wall | Horiz joint reinf, ladder type, 4" wide, 6" wall | LF | 0.46
040523101170 | 6" wide, 8" wall | Horiz joint reinf, ladder type, 6" wide, 8" wall | LF | 0.5
040523101180 | 8" wide, 10" wall | Horiz joint reinf, ladder type, 8" wide, 10" wall | LF | 0.52
040523101190 | 10" wide, 12" wall | Horiz joint reinf, ladder type, 10" wide, 12" wall | LF | 0.56
040523102000 | Rectangular wall ties
040523102005 | 3/16" dia., galvanized
040523102010 | 2" x 6" | Rectangular wall ties, galv, 3/16" D, 2"x 6" | EA | 1.69
040523102020 | 2" x 8" | Rectangular wall ties, galv, 3/16" D, 2"x 8" | EA | 1.71
040523102040 | 2" x 10" | Rectangular wall ties, galv, 3/16" D, 2"x 10" | EA | 1.77
040523102050 | 2" x 12" | Rectangular wall ties, galv, 3/16" D, 2"x 12" | EA | 1.83
040523102060 | 4" x 6" | Rectangular wall ties, galv, 3/16" D, 4"x 6" | EA | 2
040523102070 | 4" x 8" | Rectangular wall ties, galv, 3/16" D, 4"x 8" | EA | 2.06
040523102080 | 4" x 10" | Rectangular wall ties, galv, 3/16" D, 4"x 10" | EA | 2.2
040523102090 | 4" x 12" | Rectangular wall ties, galv, 3/16" D, 4"x 12" | EA | 2.3
040523102095 | 1/4" dia., galvanized
040523102100 | 2" x 6" | Rectangular wall ties, galv, 1/4" D, 2"x 6" | EA | 2.02
040523102110 | 2" x 8" | Rectangular wall ties, galv, 1/4" D, 2"x 8" | EA | 2.1
040523102120 | 2" x 10" | Rectangular wall ties, galv, 1/4" D, 2"x 10" | EA | 2.21
040523102130 | 2" x 12" | Rectangular wall ties, galv, 1/4" D, 2"x 12" | EA | 2.34
040523102140 | 4" x 6" | Rectangular wall ties, galv, 1/4" D, 4"x 6" | EA | 2.38
040523102150 | 4" x 8" | Rectangular wall ties, galv, 1/4" D, 4"x 8" | EA | 2.47
040523102160 | 4" x 10" | Rectangular wall ties, galv, 1/4" D, 4"x 10" | EA | 2.6
040523102170 | 4" x 12" | Rectangular wall ties, galv, 1/4" D, 4"x 12" | EA | 2.65
040523102200 | Z-type wall ties, galvanized
040523102215 | 6" long
040523102220 | 1/8" dia. | Wall tie, Z type, 6" long, 1/8" D | EA | 1.64
040523102230 | 3/16" dia. | Wall tie, Z type, 6" long, 3/16" D | EA | 1.66
040523102240 | 1/4" dia. | Wall tie, Z type, 6" long, 1/4" D | EA | 1.69
040523102245 | 8" long
040523102250 | 1/8" dia. | Wall tie, Z type, 8" long, 1/8" D | EA | 1.66
040523102260 | 3/16" dia. | Wall tie, Z type, 8" long, 3/16" D | EA | 1.69
040523102270 | 1/4" dia. | Wall tie, Z type, 8" long, 1/4" D | EA | 1.71
040523102275 | 10" long
040523102280 | 1/8" dia. | Wall tie, Z type, 10" long, 1/8" D | EA | 1.69
040523102290 | 3/16" dia. | Wall tie, Z type, 10" long, 3/16" D | EA | 1.74
040523102300 | 1/4" dia. | Wall tie, Z type, 10" long, 1/4" D | EA | 1.8
040523103000 | Dovetail anchor slots
040523103015 | Galvanized steel, filled
040523103020 | 24 ga. | Dovetail anchor slot, galv, filled, 24 ga | LF | 2.77
040523103040 | 20 ga. | Dovetail anchor slot, galv, filled, 20 ga | LF | 3.68
040523103060 | 16 oz. copper, foam filled | 16 oz. copper, foam filled | LF | 3.99
040523103100 | Dovetail anchors
040523103115 | 16 ga.
040523103120 | 3-1/2" long | Dovetail anchors, galv, filled, 16 ga, 3-1/2" long | EA | 1.55
040523103140 | 5-1/2" long | Dovetail anchors, galv, filled, 16 ga, 5-1/2" long | EA | 1.61
040523103150 | 12 ga.
040523103160 | 3-1/2" long | Dovetail anchors, galv, filled, 12 ga, 3-1/2" long | EA | 1.63
040523103180 | 5-1/2" long | Dovetail anchors, galv, filled, 12 ga, 5-1/2" long | EA | 1.85
040523103200 | Dovetail, triangular galvanized ties, 12 ga.
040523103220 | 3" x 3" | Dovetail, triangular galv ties, 12 ga, 3"x 3" | EA | 1.86
040523103240 | 5" x 5" | Dovetail, triangular galv ties, 12 ga, 5"x 5" | EA | 1.9
040523103260 | 7" x 7" | Dovetail, triangular galv ties, 12 ga, 7"x 7" | EA | 1.98
040523103280 | 7" x 9" | Dovetail, triangular galv ties, 12 ga, 7"x 9" | EA | 2.03
040523103400 | Brick anchors
040523103420 | Corrugated, 3-1/2" long
040523103440 | 16 ga. | Brick anchor, corrugated, 3-1/2" long, 16 ga | EA | 1.53
040523103460 | 12 ga. | Brick anchor, corrugated, 3-1/2" long, 12 ga | EA | 1.7
040523103500 | Non-corrugated, 3-1/2" long
040523103520 | 16 ga. | Brick anchor, non-corrugated, 3-1/2" long, 16 ga | EA | 1.62
040523103540 | 12 ga. | Brick anchor, non-corrugated, 3-1/2" long, 12 ga | EA | 1.88
040523103580 | Cavity wall anchors, corrugated, galvanized
040523103600 | 5" long
040523103620 | 16 ga. | Cavity wall anchors, corr, galv, 5" long, 16 ga | EA | 2.02
040523103640 | 12 ga. | Cavity wall anchor, corr, galv, 5" long, 12 ga | EA | 2.36
040523103660 | 7" long
040523103680 | 28 ga. | Cavity wall anchor, corr, galv, 7" long, 28 ga | EA | 2.09
040523103700 | 24 ga. | Cavity wall anchor, corr, galv, 7" long, 24 ga | EA | 2.29
040523103720 | 22 ga. | Cavity wall anchor, corr, galv, 7" long, 22 ga | EA | 2.32
040523103740 | 16 ga. | Cavity wall anchor, corr, galv, 7" long, 16 ga | EA | 2.44
040523103800 | Mesh ties, 16 ga., 3" wide
040523103820 | 8" long | Mesh ties, 16 ga, 3" wide, 8" long | EA | 2.26
040523103840 | 12" long | Mesh ties, 16 ga, 3" wide, 12" long | EA | 2.36
040523103860 | 20" long | Mesh ties, 16 ga, 3" wide, 20" long | EA | 2.77
040523103900 | 24" long | Mesh ties, 16 ga, 3" wide, 24" long | EA | 2.92
040523200000 | MASONRY CONTROL JOINTS | MASONRY CONTROL JOINTS
040523201000 | Control joint, cross shaped PVC | Control joint, cross shaped PVC | LF | 4.13
040523201010 | Closed cell joint filler
040523201020 | 1/2" | Control joint, closed cell filler, 1/2" | LF | 2.33
040523201040 | 3/4" | Control joint, closed cell filler, 3/4" | LF | 2.72
040523201070 | Rubber, for
040523201080 | 4" wall | Control joint, rubber, for 4" wall | LF | 4.46
040523201090 | 6" wall | Control joint, rubber, for 6" wall | LF | 5.15
040523201100 | 8" wall | Control joint, rubber, for 8" wall | LF | 5.91
040523201110 | PVC, for
040523201120 | 4" wall | Control joint, PVC, for 4" wall | LF | 3.26
040523201140 | 6" wall | Control joint, PVC, for 6" wall | LF | 4.25
040523201160 | 8" wall | Control joint, PVC, for 8" wall | LF | 5.5
040523500000 | MASONRY FLASHING | MASONRY FLASHING
040523500080 | Through-wall flashing
040523501000 | 5 oz. coated copper | Masonry flashing, 5 oz.coated copper | SF | 9.86
040523501020 | 0.030" elastomeric | Masonry flashing, 0.030" elastomeric | SF | 6.3
042100000000 | UNIT MASONRY
042113100000 | BRICK MASONRY | BRICK MASONRY
042113100100 | Standard size brick, running bond
042113101000 | Face brick, red (6.4/sf)
042113101020 | Veneer | Standard brick, red (6.4/sf), veneer | SF | 18.67
042113101030 | Cavity wall | Standard brick, face brick, red (6.4/sf), cavity wall | SF | 16.81
042113101040 | 9" solid wall | Standard brick, red (6.4/sf), 9" wall | SF | 33.62
042113101200 | Common brick (6.4/sf)
042113101210 | Select common for veneers | Common brick (6.4/sf), veneer | SF | 16.71
042113101215 | Back-up
042113101220 | 4" thick | Common brick (6.4/sf), back-up, 4" thick | SF | 13.08
042113101230 | 8" thick | Common brick (6.4/sf), back-up, 8" thick | SF | 22.26
042113101235 | Firewall
042113101240 | 12" thick | Common brick (6.4/sf), firewall, 12" thick | SF | 36.75
042113101250 | 16" thick | Common brick (6.4/sf), firewall, 16" thick | SF | 49.79
042113101300 | Glazed brick (7.4/sf)
042113101310 | Veneer | Glazed brick (7.4/sf), veneer | SF | 29.55
042113101400 | Buff or gray face brick (6.4/sf)
042113101410 | Veneer | Buff brick (6.4/sf), veneer | SF | 19.59
042113101420 | Cavity wall | Buff brick (6.4/sf), cavity wall | SF | 17.73
042113101500 | Jumbo or oversize brick (3/sf)
042113101510 | 4" veneer | Jumbo brick (3/sf), 4" veneer | SF | 12.13
042113101530 | 4" back-up | Jumbo brick (3/sf), 4" back-up | SF | 10.83
042113101540 | 8" back-up | Jumbo brick (3/sf), 8" back-up | SF | 16.17
042113101550 | 12" firewall | Jumbo brick (3/sf), 12" firewall | SF | 26.27
042113101560 | 16" firewall | Jumbo brick (3/sf), 16" firewall | SF | 35.54
042113101600 | Norman brick, red face (4.5/sf)
042113101620 | 4" veneer | Norman brick, red (4.5/sf), veneer | SF | 15.99
042113101640 | Cavity wall | Norman brick, red (4.5/sf), cavity wall | SF | 14.91
042113103000 | Chimney, standard brick, including flue
042113103020 | 16" x 16" | Chimney, standard bricks, including flue, 16"x 16" | LF | 105
042113103040 | 16" x 20" | Chimney, standard bricks, including flue, 16"x 20" | LF | 123
042113103060 | 16" x 24" | Chimney, standard bricks, including flue, 16"x 24" | LF | 126
042113103080 | 20" x 20" | Chimney, standard bricks, including flue, 20"x 20" | LF | 135
042113103100 | 20" x 24" | Chimney, standard bricks, including flue, 20"x 24" | LF | 148
042113103120 | 20" x 32" | Chimney, standard bricks, including flue, 20"x 32" | LF | 168
042113104000 | Window sill, face brick on edge | Window sill, face brick on edge | LF | 22.63
042123100000 | STRUCTURAL TILE | STRUCTURAL TILE
042123105000 | Structural glazed tile
042123105010 | 6T series, 5-1/2" x 12"
042123105020 | Glazed on one side
042123105040 | 2" thick | Glazed tile, 1 side, 6T series, 5-1/2"x 12", 2" thick | SF | 19.23
042123105060 | 4" thick | Glazed tile, 1 side, 6T series, 5-1/2"x 12", 4" thick | SF | 21.71
042123105080 | 6" thick | Glazed tile, 1 side, 6T series, 5-1/2"x 12", 6" thick | SF | 30.55
042123105100 | 8" thick | Glazed tile, 1 side, 6T series, 5-1/2"x 12", 8" thick | SF | 36.52
042123105200 | Glazed on two sides
042123105220 | 4" thick | Glazed tile, 2 sides, 6T series, 5-1/2"x 12", 4" thick | SF | 30.08
042123105240 | 6" thick | Glazed tile, 2 sides, 6T series, 5-1/2"x 12", 6" thick | SF | 39.02
042123105260 | 8" thick | Glazed tile, 2 sides, 6T series, 5-1/2"x 12", 8" thick | SF | 39.88
042123105500 | Special shapes
042123105510 | Group 1 | Glazed tile, 6T series, special shape, group 1 | SF | 27.35
042123105520 | Group 2 | Glazed tile, 6T series, special shape, group 2 | SF | 30.5
042123105530 | Group 3 | Glazed tile, 6T series, special shape, group 3 | SF | 35.39
042123105540 | Group 4 | Glazed tile, 6T series, special shape, group 4 | SF | 55.18
042123105550 | Group 5 | Glazed tile, 6T series, spaecial shape, group 5 | SF | 63.98
042123105600 | Fire rated
042123105620 | 4" thick, 1 hr rating | Glazed tile, 6T, fire rated, 4" thick, 1 hr rating | SF | 26.67
042123105640 | 6" thick, 2 hr rating | Glazed tile, 6T, fire rated, 4" thick, 2 hr rating | SF | 31.75
042123106000 | 8W series, 8" x 16"
042123106010 | Glazed on one side
042123106020 | 2" thick | Glazed tile 1 side, 8W series, 8"x 16", 2" thick | SF | 17.07
042123106040 | 4" thick | Glazed tile 1 side, 8W series, 8"x 16", 4" thick | SF | 17.95
042123106060 | 6" thick | Glazed tile 1 side, 8W series, 8"x 16", 6" thick | SF | 26.89
042123106080 | 8" thick | Glazed tile 1 side, 8W series, 8"x 16", 8" thick | SF | 28.94
042123106100 | Glazed on two sides
042123106120 | 4" thick | Glazed tile 2 sides, 8W series, 8"x 16", 4" thick | SF | 26.5
042123106140 | 6" thick | Glazed tile 2 sides, 8W series, 8"x 16", 6" thick | SF | 35.79
042123106160 | 8" thick | Glazed tile 2 sides, 8W series, 8"x 16", 8" thick | SF | 41.79
042123106200 | Special shapes
042123106220 | Group 1 | Glazed tile, 8W series, special shape, group 1 | SF | 29.15
042123106230 | Group 2 | Glazed tile, 8W series, special shape, group 2 | SF | 33.14
042123106240 | Group 3 | Glazed tile, 8W series, special shape, group 3 | SF | 35.16
042123106250 | Group 4 | Glazed tile, 8W series, special shape, group 4 | SF | 51.13
042123106260 | Group 5 | Glazed tile, 8W series, special shape, group 5 | SF | 61.97
042123106270 | Fire rated
042123106290 | 4" thick, 1 hr rating | Glazed tile, 8W series, fire rated, 4"thick, 1 hr rate | SF | 41.15
042123106300 | 6" thick, 2 hr rating | Glazed tile, 8W series, fire rated, 6"thick, 2 Hr rate | SF | 47.16
042200000000 | CONCRETE UNIT MASONRY
042200100000 | CONCRETE MASONRY UNITS | CONCRETE MASONRY UNITS
042200100110 | Hollow, load bearing
042200100120 | 4" | CMU, lightweight block, hollow, load bearing, 4" | SF | 7.41
042200100140 | 6" | CMU, lightweight block, hollow, load bearing, 6" | SF | 8.39
042200100160 | 8" | CMU, lightweight block, hollow, load bearing, 8" | SF | 9.24
042200100180 | 10" | CMU, lightweight block, hollow, load bearing, 10" | SF | 10.87
042200100190 | 12" | CMU, lightweight block, hollow, load bearing, 12" | SF | 12.14
042200100280 | Solid, load bearing
042200100300 | 4" | CMU, lightweight block, solid, load bearing, 4" | SF | 8.34
042200100320 | 6" | CMU, lightweight block, solid, load bearing, 6" | SF | 8.87
042200100340 | 8" | CMU, lightweight block, solid, load bearing, 8" | SF | 10.41
042200100360 | 10" | CMU, lightweight block, solid, load bearing, 10" | SF | 11.26
042200100380 | 12" | CMU, lightweight block, solid, load bearing, 12" | SF | 13.99
042200100480 | Back-up block, 8" x 16"
042200100490 | 2" | CMU, back-up block, sand aggregate, 8"x 16", 2" | SF | 6.17
042200100540 | 4" | CMU, back-up block, sand aggregate, 8"x 16", 4" | SF | 6.37
042200100560 | 6" | CMU, back-up block, sand aggregate, 8"x 16", 6" | SF | 7.49
042200100580 | 8" | CMU, back-up block, sand aggregate, 8"x 16", 8" | SF | 8.2
042200100600 | 10" | CMU, back-up block, sand aggregate, 8"x 16", 10" | SF | 9.71
042200100620 | 12" | CMU, back-up block, sand aggregate, 8"x 16", 12" | SF | 10.75
042200100980 | Foundation wall, 8" x 16"
042200101000 | 6" | CMU, foundation wall, sand aggregate, 8"x 16", 6" | SF | 8.18
042200101030 | 8" | CMU, foundation wall, sand aggregate, 8"x 16", 8" | SF | 9
042200101040 | 10" | CMU, foundation wall, sand aggregate, 8"x 16", 10" | SF | 10.64
042200101050 | 12" | CMU, foundation wall, sand aggregate, 8"x 16", 12" | SF | 11.84
042200101055 | Solid
042200101060 | 6" | CMU, found wall, sand aggregate, 8"x 16", solid, 6" | SF | 9.15
042200101070 | 8" | CMU, found wall, sand aggregate, 8"x 16", solid, 8" | SF | 10.79
042200101080 | 10" | CMU, found wall, sand aggregate, 8"x 16", solid, 10" | SF | 11.67
042200101100 | 12" | CMU, found wall, sand aggregate, 8"x 16", solid, 12" | SF | 14.6
042200101480 | Exterior, styrofoam inserts, std weight, 8" x 16"
042200101500 | 6" | CMU, exterior, reg, styrofoam inserts, 8"x 16, 6" | SF | 10.57
042200101530 | 8" | CMU, exterior, reg, styrofoam inserts, 8"x 16, 8" | SF | 11.44
042200101540 | 10" | CMU, exterior, reg, styrofoam inserts, 8"x 16, 10" | SF | 13.49
042200101550 | 12" | CMU, exterior, reg, styrofoam inserts, 8"x 16, 12" | SF | 16.58
042200101580 | Lightweight
042200101600 | 6" | CMU, ext, light weight, styrofoam inserts, 8"x 16", 6" | SF | 11.09
042200101660 | 8" | CMU, ext, light weight, styrofoam inserts, 8"x 16", 8" | SF | 12.23
042200101680 | 10" | CMU, ext, light weight, styrofoam inserts, 8"x 16", 10" | SF | 13.19
042200101700 | 12" | CMU, ext, light weight, styrofoam inserts, 8"x 16", 12" | SF | 15.84
042200101980 | Acoustical slotted block
042200102000 | 4" | CMU, accoustical slotted block, NRC, 4" | SF | 12.4
042200102020 | 6" | CMU, accoustical slotted block, NRC, 6" | SF | 12.66
042200102040 | 8" | CMU, accoustical slotted block, NRC, 8" | SF | 14.74
042200102050 | Filled cavities
042200102060 | 4" | CMU, accoustical filled cavities, NRC, 4" | SF | 14.36
042200102070 | 6" | CMU, accoustical filled cavities, NRC, 6" | SF | 15.74
042200102080 | 8" | CMU, accoustical filled cavities, NRC, 8" | SF | 18.15
042200104000 | Hollow, split face
042200104020 | 4" | CMU, hollow, split ground face, 4" | SF | 9.42
042200104030 | 6" | CMU, hollow, split ground face, 6" | SF | 10.21
042200104040 | 8" | CMU, hollow, split ground face, 8" | SF | 10.92
042200104080 | 10" | CMU, hollow, split ground face, 10" | SF | 12.04
042200104100 | 12" | CMU, hollow, split ground face, 12" | SF | 13.08
042200104480 | Split rib profile
042200104500 | 4" | CMU, split rib profile, 4" | SF | 11.51
042200104520 | 6" | CMU, split rib profile, 6" | SF | 12.23
042200104540 | 8" | CMU, split rib profile, 8" | SF | 13.39
042200104560 | 10" | CMU, split rib profile, 10" | SF | 13.92
042200104580 | 12" | CMU, split rib profile, 12" | SF | 14.44
042200104980 | High strength block, 3500 psi
042200105000 | 2" | CMU, high strength block, 3500 psi, 2" | SF | 7.5
042200105020 | 4" | CMU, high strength block, 3500 psi, 4" | SF | 8.15
042200105030 | 6" | CMU, high strength block, 3500 psi, 6" | SF | 8.57
042200105040 | 8" | CMU, high strength block, 3500 psi, 8" | SF | 9.4
042200105050 | 10" | CMU, high strength block, 3500 psi, 10" | SF | 10.47
042200105060 | 12" | CMU, high strength block, 3500 psi, 12" | SF | 11.81
042200105500 | Solar screen concrete block
042200105505 | 4" thick
042200105510 | 6" x 6" | CMU, solar screen concrete block, 4" thick, 6"x 6" | SF | 21.43
042200105520 | 8" x 8" | CMU, solar screen concrete block, 4" thick, 8"x 8" | SF | 20.5
042200105530 | 12" x 12" | CMU, solar screen concrete block, 4" thick, 12"x 12" | SF | 17.02
042200105540 | 8" thick
042200105550 | 8" x 16" | CMU, solar screen concrete block, 8" thick, 8"x 16" | SF | 16.16
042200107000 | Glazed block
042200107020 | Cove base, glazed 1 side, 2" | CMU, glazed block, cove base, glazed 1 side, 2" | LF | 19.64
042200107030 | 4" | CMU, glazed block, cove base, glazed 1 side, 4" | LF | 20.05
042200107040 | 6" | CMU, glazed block, cove base, glazed 1 side, 6" | LF | 21.35
042200107050 | 8" | CMU, glazed block, cove base, glazed 1 side, 8" | LF | 22.14
042200107055 | Single face
042200107060 | 2" | CMU, glazed block, cove base, single face, 2" | SF | 17.99
042200107080 | 4" | CMU, glazed block, cove base, single face, 4" | SF | 20.64
042200107090 | 6" | CMU, glazed block, cove base, single face, 6" | SF | 22.41
042200107100 | 8" | CMU, glazed block, cove base, single face, 8" | SF | 23.87
042200107105 | 10" | CMU, glazed block, cove base, single face, 10" | SF | 26.77
042200107110 | 12" | CMU, glazed block, cove base, single face, 12" | SF | 28.43
042200107115 | Double face
042200107120 | 4" | CMU, glazed block, cove base, double face, 4" | SF | 25.36
042200107140 | 6" | CMU, glazed block, cove base, double face, 6" | SF | 28.88
042200107160 | 8" | CMU, glazed block, cove base, double face, 8" | SF | 30.89
042200107180 | Corner or bullnose
042200107200 | 2" | CMU, corner, bullnose or square, 2" | EA | 21.28
042200107240 | 4" | CMU, corner, bullnose or square, 4" | EA | 25.95
042200107260 | 6" | CMU, corner, bullnose or square, 6" | EA | 29.25
042200107280 | 8" | CMU, corner, bullnose or square, 8" | EA | 32.74
042200107290 | 10" | CMU, corner, bullnose or square, 10" | EA | 35.56
042200107300 | 12" | CMU, corner, bullnose or square, 12" | EA | 38.64
042200109500 | Gypsum unit masonry
042200109510 | Partition blocks (12"x30")
042200109515 | Solid
042200109520 | 2" | Gypsum unit masonry, partn blk (12"x30"), solid, 2" | SF | 4.23
042200109525 | Hollow
042200109530 | 3" | Gypsum unit masonry, partn blk (12"x30"), hollow, 3" | SF | 4.24
042200109540 | 4" | Gypsum unit masonry, partn blk (12"x30"), hollow, 4" | SF | 4.54
042200109550 | 6" | Gypsum unit masonry, partn blk (12"x30"), hollow, 6" | SF | 4.93
042200109900 | Vertical reinforcing
042200109920 | 4' o.c., add 5% to labor
042200109940 | 2'8" o.c., add 15% to labor
042200109960 | Interior partitions, add 10% to labor
042200900000 | BOND BEAMS & LINTELS | BOND BEAMS & LINTELS
042200900980 | Bond beam, no grout or reinforcement
042200900990 | 8" x 16" x
042200901000 | 4" thick | Bond beam, no grout or reinf, 8"x 16", 4" thick | LF | 7.54
042200901040 | 6" thick | Bond beam, no grout or reinf, 8"x 16", 6" thick | LF | 8.59
042200901060 | 8" thick | Bond beam, no grout or reinf, 8"x 16", 8" thick | LF | 9.19
042200901080 | 10" thick | Bond beam, no grout or reinf, 8"x 16", 10" thick | LF | 10.13
042200901100 | 12" thick | Bond beam, no grout or reinf, 8"x 16", 12" thick | LF | 10.88
042200906000 | Beam lintel, no grout or reinforcement
042200906010 | 8" x 16" x
042200906020 | 10" thick | Beam lintel, no grout/reinf, 8"x 16"x 10" thick | LF | 13.96
042200906040 | 12" thick | Beam lintel, no grout/reinf, 8"x 16"x 12" thick | LF | 16.49
042200906080 | Precast masonry lintel
042200907000 | 6 lf, 8" high x
042200907020 | 4" thick | Precast masonry lintel, 6 lf, 8" high, 4" thick | LF | 18.65
042200907040 | 6" thick | Precast masonry lintel, 6 lf, 8" high, 6" thick | LF | 20.21
042200907060 | 8" thick | Precast masonry lintel, 6 lf, 8" high, 8" thick | LF | 22.33
042200907080 | 10" thick | Precast masonry lintel, 6 lf, 8" high, 10" thick | LF | 23.9
042200907090 | 10 lf, 8" high x
042200907100 | 4" thick | Precast masonry lintel, 10 lf, 8" high, 4" thick | LF | 14.88
042200907120 | 6" thick | Precast masonry lintel, 10 lf, 8" high, 6" thick | LF | 16.53
042200907140 | 8" thick | Precast masonry lintel, 10 lf, 8" high, 8" thick | LF | 18.38
042200907160 | 10" thick | Precast masonry lintel, 10 lf, 8" high, 10" thick | LF | 21.83
042200908000 | Steel angles and plates
042200908010 | Minimum | Steel angles and plates, minimum | LB | 2.26
042200908020 | Maximum | Steel angles and plates, maximum | LB | 3.65
042200908200 | Various size angle lintels
042200908205 | 1/4" stock
042200908210 | 3" x 3" | Various size angle lintels, 1/4" stock, 3"x 3" | LF | 10.82
042200908220 | 3" x 3-1/2" | Various size angle lintels, 1/4" stock, 3"x 3-1/2" | LF | 11.43
042200908225 | 3/8" stock
042200908230 | 3" x 4" | Various size angle lintels, 3/8" stock, 3"x 4" | LF | 15.19
042200908240 | 3-1/2" x 4" | Various size angle lintels, 3/8" stock, 3-1/2"x 4" | LF | 15.71
042200908250 | 4" x 4" | Various size angle lintels, 3/8" stock, 4"x 4" | LF | 16.76
042200908260 | 5" x 3-1/2" | Various size angle lintels, 3/8" stock, 5"x 3-1/2" | LF | 17.49
042200908262 | 6" x 3-1/2" | Various size angle lintels, 3/8" stock, 6"x 3-1/2" | LF | 19.03
042200908265 | 1/2" stock
042200908280 | 6" x 4" | Various size angle lintels, 1/2" stock, 6"x 4" | LF | 20.54
042300000000 | GLASS UNIT MASONRY
042300100000 | GLASS BLOCK | GLASS BLOCK
042300101000 | Glass block, 4" thick
042300101040 | 6" x 6" | Glass block, 4" thick, 6"x 6" | SF | 56.26
042300101060 | 8" x 8" | Glass block, 4" thick, 8"x 8" | SF | 38.6
042300101080 | 12" x 12" | Glass block, 4" thick, 12"x 12" | SF | 39.86
042400000000 | ADOBE UNIT MASONRY
042400100000 | CLAY TILE | CLAY TILE
042400100100 | Hollow clay tile, for back-up, 12" x 12"
042400101000 | Scored face
042400101010 | Load bearing
042400101020 | 4" thick | Clay tile, 12x12, back-up, load bearing, 4" thick | SF | 12.37
042400101040 | 6" thick | Clay tile, 12x12, back-up, load bearing, 6" thick | SF | 13.7
042400101060 | 8" thick | Clay tile, 12x12, back-up, load bearing, 8" thick | SF | 15.87
042400101080 | 10" thick | Clay tile, 12x12, back-up, load bearing, 10" thick | SF | 18.48
042400101100 | 12" thick | Clay tile, 12x12, back-up, load bearing, 12" thick | SF | 27.12
042400102000 | Non-load bearing
042400102020 | 3" thick | Clay tile, 12x12, back-up, non load bearing, 3" thick | SF | 10.89
042400102040 | 4" thick | Clay tile, 12x12, back-up, non load bearing, 4" thick | SF | 11.95
042400102060 | 6" thick | Clay tile, 12x12, back-up, non load bearing, 6" thick | SF | 13.16
042400102080 | 8" thick | Clay tile, 12x12, back-up, non load bearing, 8" thick | SF | 15.4
042400102100 | 12" thick | Clay tile, 12x12, back-up, non load bearing, 12" thick | SF | 19.84
042400104100 | Partition, 12" x 12"
042400104150 | In walls
042400104201 | 3" thick | Clay tile, partition, 12" x 12", in walls, 3" thick | SF | 12.01
042400104210 | 4" thick | Clay tile, partition, 12" x 12", in walls, 4" thick | SF | 12.89
042400104220 | 6" thick | Clay tile, partition, 12" x 12", in walls, 6" thick | SF | 13.82
042400104230 | 8" thick | Clay tile, partition, 12" x 12", in walls, 8" thick | SF | 16.32
042400104240 | 10" thick | Clay tile, partition, 12" x 12", in walls, 10" thick | SF | 18.42
042400104250 | 12" thick | Clay tile, partition, 12" x 12", in walls, 12" thick | SF | 23.88
042400104300 | Clay tile floors
042400104320 | 4" thick | Clay tile floors, 4" thick | SF | 10.72
042400104330 | 6" thick | Clay tile floors, 6" thick | SF | 12.51
042400104340 | 8" thick | Clay tile floors, 8" thick | SF | 14.75
042400104350 | 10" thick | Clay tile floors, 10" thick | SF | 17.44
042400104360 | 12" thick | Clay tile floors, 12" thick | SF | 23.74
042400106000 | Terra cotta
042400106020 | Coping, 10" or 12" wide, 3" thick | Terra cotta, coping, 10" or 12" wide, 3" thick | LF | 30.69
044300000000 | STONE
044300100000 | STONE | STONE
044300100160 | Rubble stone
044300100180 | Walls set in mortar
044300100200 | 8" thick | Stone wall, rubble, in mortar, 8" thick | SF | 35
044300100220 | 12" thick | Stone wall, rubble, in mortar, 12" thick | SF | 49.94
044300100420 | 18" thick | Stone wall, rubble, in mortar, 18" thick | SF | 63.87
044300100440 | 24" thick | Stone wall, rubble, in mortar, 24" thick | SF | 83.09
044300100445 | Dry set wall
044300100450 | 8" thick | Stone wall, rubble, dry set, 8" thick | SF | 30.47
044300100455 | 12" thick | Stone wall, rubble, dry set, 12" thick | SF | 39.21
044300100460 | 18" thick | Stone wall, rubble, dry set, 18" thick | SF | 53.22
044300100465 | 24" thick | Stone wall, rubble, dry set, 1, 24" thick | SF | 64.42
044300100480 | Cut stone
044300100490 | Imported marble
044300100510 | Facing panels
044300100520 | 3/4" thick | Marble, imported, facing panels, 3/4" thick | SF | 67.92
044300100530 | 1-1/2" thick | Marble, imported, facing panels, 1-1/2" thick | SF | 92.57
044300100540 | 2-1/4" thick | Marble, imported, facing panels, 2-1/4" thick | SF | 112
044300100600 | Base
044300100610 | 1" thick
044300100620 | 4" high | Cut stone, column bases, 1" thick, 4" high | LF | 57.19
044300100640 | 6" high | Cut stone, column bases, 1" thick, 6" high | LF | 61.1
044300100700 | Columns, solid
044300100720 | Plain faced | Cut stone, columns, solid, plain faced | CF | 648
044300100740 | Fluted | Cut stone, columns, solid, fluted | CF | 873
044300100780 | Flooring, travertine, minimum | Flooring, travertine, minimum | SF | 29.75
044300100800 | Average | Flooring, travertine, average | SF | 39.23
044300100820 | Maximum | Flooring, travertine, maximum | SF | 60.64
044300101000 | Domestic marble
044300101020 | Facing panels
044300101040 | 7/8" thick | Marble, domestic, facing panels, 7/8" thick | SF | 63.99
044300101060 | 1-1/2" thick | Marble, domestic, facing panels, 1-1/2" thick | SF | 84.6
044300101080 | 2-1/4" thick | Marble, domestic, facing panels, 2-1/4" thick | SF | 103
044300101500 | Stairs
044300101510 | 12" treads | Marble, stairs, 12" treads | LF | 68.34
044300101520 | 6" risers | Marble, stairs, 6" risers | LF | 47.74
044300101525 | Thresholds, 7/8" thick, 3' long, 4" to 6" wide
044300101530 | Plain | Marble thresholds, 7/8" thk, 3'l, 4"-6" wide, plain | EA | 92.96
044300101540 | Beveled | Marble thresholds, 7/8" thk, 3'l, 4"-6" wide, beveled | EA | 95.89
044300101545 | Window sill
044300101550 | 6" wide, 2" thick | Marbe window sill, 6" wide, 2" thick | LF | 46.83
044300101555 | Stools
044300101560 | 5" wide, 7/8" thick | Marble, stools, 5" wide, 7/8" thick | LF | 54.19
044300101620 | Limestone panels up to 12' x 5', smooth finish
044300101630 | 2" thick | Limestone panels to 12'x 5', smooth, 2" thick | SF | 44.64
044300101650 | 3" thick | Limestone panels to 12'x 5', smooth, 3" thick | SF | 49.75
044300101660 | 4" thick | Limestone panels to 12'x 5', smooth, 4" thick | SF | 65.2
044300101760 | Miscellaneous limestone items
044300101770 | Steps, 14" wide, 6" deep | Misc limestone, steps, X-hard, 14" wide, 6" deep | LF | 117
044300101780 | Coping, smooth finish | Misc limestone, coping, smooth finish | CF | 117
044300101790 | Sills, lintels, jambs, smooth finish | Misc limestone, sills, lintels, jambs, smooth finish | CF | 122
044300101800 | Granite veneer facing panels, polished
044300101810 | 7/8" thick
044300101820 | Black | Granite veneer panels, polished, 7/8" thick, black | SF | 83.56
044300101840 | Gray | Granite veneer panels, polished, 7/8" thick, gray | SF | 72.35
044300101850 | Base
044300101860 | 4" high | Granite base, 4" high | LF | 37.69
044300101870 | 6" high | Granite base, 6" high | LF | 43.87
044300101880 | Curbing, straight, 6" x 16" | Granite, curbing, str, city type, 6"x 16", finished | LF | 82.94
044300101890 | Radius curbs, radius over 5' | Granite curbing, radius curbs, radius over 5' | LF | 108
044300101900 | Ashlar veneer
044300101905 | 4" thick, random | Granite ashlar veneer, 4" thick, random | SF | 68.01
044300101910 | Pavers, 4" x 4" split
044300101915 | Gray | Granite, pavers, 4"x 4" split, gray | SF | 51.79
044300101920 | Pink | Granite, pavers, 4"x 4" split, pink | SF | 51.03
044300101930 | Black | Granite, pavers, 4"x 4" split, black | SF | 50.62
044300102000 | Slate, panels
044300102010 | 1" thick | Slate, domestic, facing panels, 1" thick | SF | 56.97
044300102020 | 2" thick | Slate, domestic, facing panels, 2" thick | SF | 70.42
044300102030 | Sills or stools
044300102040 | 1" thick
044300102060 | 6" wide | Slate, sills/stools, snad finish, 1" thick, 6" wide | LF | 43.21
044300102080 | 10" wide | Slate, sills/stools, snad finish, 1" thick, 10" wide | LF | 53.44
044300102100 | 2" thick
044300102120 | 6" wide | Slate, sills/stools, snad finish, 2" thick, 6" wide | LF | 55.1
044300102140 | 10" wide | Slate, sills/stools, snad finish, 2" thick, 10" wide | LF | 71.56
045100000000 | REFRACTORIES
045100100000 | FLUE LINERS | FLUE LINERS
045100101000 | Flue liners
045100101020 | Rectangular
045100101040 | 8" x 12" | Flue liner, rectangular, 8"x 12" | LF | 20.92
045100101060 | 12" x 12" | Flue liner, rectangular, 12"x 12" | LF | 24.07
045100101080 | 12" x 18" | Flue liners, rectangular, 12"x 18" | LF | 32.99
045100101100 | 16" x 16" | Flue liners, rectangular, 16"x 16" | LF | 36.11
045100101120 | 18" x 18" | Flue liners, rectangular, 18"x 18" | LF | 41.8
045100101140 | 20" x 20" | Flue liners, rectangular, 20"x 20" | LF | 58.2
045100101170 | 24" x 24" | Flue liners, rectangular, 24"x 24" | LF | 68.79
045100101200 | Round
045100101220 | 18" dia. | Flue liners, round, 18" dia | LF | 54.38
045100101240 | 24" dia. | Flue liners, round, 24" dia | LF | 92.93
047100000000 | MANUFACTURED MASONRY
047100100000 | SIMULATED BRICK AND STONE | SIMULATED BRICK AND STONE
047100101010 | Brick Veneer Panel 48" x 33"
047100101020 | Antique | Simulated Brick Veneer Panel 48" x 33", Antique | EA | 187
047100101030 | Baked Clay | Simulated Brick Veneer Panel 48" x 33", Baked Clay | EA | 164
047100101040 | Brick Cream Caramel | Simulated Brick Veneer Panel 48" x 33", Cream | EA | 187
047100101050 | Dusky Evening | Simulated Brick Veneer Panel 48" x 33", Dusky | EA | 187
047100101060 | Glacier | Simulated Brick Veneer Panel 48" x 33", Glacier | EA | 159
047100101070 | Merlot | Simulated Brick Veneer Panel 48" x 33", Merlot | EA | 187
047100101080 | Mixed Twilight | Simulated Brick Veneer Panel 48" x 33", Twilight | EA | 164
047100101090 | Mocha | Simulated Brick Veneer Panel 48" x 33", Mocha | EA | 187
047100101100 | Spiced | Simulated Brick Veneer Panel 48" x 33", Spiced | EA | 164
047100101200 | Cast stone
047100101220 | 6" Window/Door Molding | Simulated 6" Window/Door Molding | LF | 29.21
047100101240 | 12" Dia. Column | Simulated 12" Dia. Column | LF | 110
047100101260 | 12" x 12" Quoins | Simulated 12" x 12" Quoins | EA | 72.07
047100101280 | 6" Base Molding | Simulated 6" Base Molding | LF | 24.8
047100101300 | 10" Wallcap | Simulated 10" Wallcap | LF | 27.06
047100101320 | 3 Piece baluster system | Simulated 3 Piece baluster system | LF | 116
047100101340 | 24" x 24" x 1-1/2" Paver | Simulated 24" x 24" x 1-1/2" Paver | SF | 13.28
047100101360 | Simulated Stone
047100101380 | Slate, 43-1/4" Wide × 8-1/2" High × approx. 1-3/4" Thick
047100101400 | Arizona Red | Simulated Slate, 43-1/4" Wide × 8-1/2" High × 1-3/4" Thick, Arizona Red | EA | 33.03
047100101420 | Brunswick Brown | Simulated Slate, 43-1/4" Wide × 8-1/2" High × 1-3/4" Thick, Brunswick Brown | EA | 33.03
047100101440 | Midnight Ash | Simulated Slate, 43-1/4" Wide × 8-1/2" High × 1-3/4" Thick, Midnight Ash | EA | 33.03
047100101460 | Onyx | Simulated Slate, 43-1/4" Wide × 8-1/2" High × 1-3/4" Thick, Onyx | EA | 33.03
047100101480 | Pewter | Simulated Slate, 43-1/4" Wide × 8-1/2" High × 1-3/4" Thick, Pewter | EA | 33.03
047100101500 | Rocky Mountain Graphite | Simulated Slate, 43-1/4" Wide × 8-1/2" High × 1-3/4" Thick, Rocky Mtn Graphite | EA | 33.03
047100101520 | Sahara | Simulated Slate, 43-1/4" Wide × 8-1/2" High × 1-3/4" Thick, Sahara | EA | 33.03
047100101540 | Stacked Stone 49-1/4" Wide x 25" High 2" Thick
047100101560 | Birchwood | Simulated Stacked Stone 49-1/4" Wide x 25" High 2" Thick, Birchwood | EA | 148
047100101580 | Earth | Simulated Stacked Stone 49-1/4" Wide x 25" High 2" Thick, Earth | EA | 148
047100101600 | Honey | Simulated Stacked Stone 49-1/4" Wide x 25" High 2" Thick, Honey | EA | 148
047100101620 | Espresso | Simulated Stacked Stone 49-1/4" Wide x 25" High 2" Thick, Espresso | EA | 148
047100101640 | Spice | Simulated Stacked Stone 49-1/4" Wide x 25" High 2" Thick, Spice | EA | 148
047100101660 | Potomac | Simulated Stacked Stone 49-1/4" Wide x 25" High 2" Thick, Potomac | EA | 148
047100101680 | Ponderosa | Simulated Stacked Stone 49-1/4" Wide x 25" High 2" Thick, Ponderosa | EA | 148
047100101700 | Tudor | Simulated Stacked Stone 49-1/4" Wide x 25" High 2" Thick, Tudor | EA | 148
047100101720 | Riviera | Simulated Stacked Stone 49-1/4" Wide x 25" High 2" Thick, Riviera | EA | 148
047100101740 | White | Simulated Stacked Stone 49-1/4" Wide x 25" High 2" Thick, White | EA | 148
047100101760 | Corners 15-1/2 x 14-1/2 x 25" High x 2-1/4" Thick
047100101780 | Birchwood | Simulated Stone Corners 15-1/2 x 14-1/2 x 25" High x 2-1/4" Thick, Birchwood | EA | 77.1
047100101800 | Earth | Simulated Stone Corners 15-1/2 x 14-1/2 x 25" High x 2-1/4" Thick, Earth | EA | 77.1
047100101820 | Honey | Simulated Stone Corners 15-1/2 x 14-1/2 x 25" High x 2-1/4" Thick, Honey | EA | 77.1
047100101840 | Espresso | Simulated Stone Corners 15-1/2 x 14-1/2 x 25" High x 2-1/4" Thick, Espresso | EA | 77.1
047100101860 | Spice | Simulated Stone Corners 15-1/2 x 14-1/2 x 25" High x 2-1/4" Thick, Spice | EA | 77.1
047100101880 | Potomac | Simulated Stone Corners 15-1/2 x 14-1/2 x 25" High x 2-1/4" Thick, Potomac | EA | 77.1
047100101900 | Ponderosa | Simulated Stone Corners 15-1/2 x 14-1/2 x 25" High x 2-1/4" Thick, Ponderosa | EA | 77.1
047100101920 | Tudor | Simulated Stone Corners 15-1/2 x 14-1/2 x 25" High x 2-1/4" Thick, Tudor | EA | 77.1
047100101940 | Riviera | Simulated Stone Corners 15-1/2 x 14-1/2 x 25" High x 2-1/4" Thick, Riviera | EA | 77.1
047100101960 | White | Simulated Stone Corners 15-1/2 x 14-1/2 x 25" High x 2-1/4" Thick, White | EA | 77.1
047100101980 | Ledgers 48" Wide x 3-1/2" Deep x 3-5/8" High
047100102000 | Birchwood | Simulated Ledgers 48" Wide x 3-1/2" Deep x 3-5/8" High, Birchwood | EA | 66.8
047100102020 | Earth | Simulated Ledgers 48" Wide x 3-1/2" Deep x 3-5/8" High, Earth | EA | 66.8
047100102040 | Honey | Simulated Ledgers 48" Wide x 3-1/2" Deep x 3-5/8" High, Honey | EA | 66.8
047100102060 | Espresso | Simulated Ledgers 48" Wide x 3-1/2" Deep x 3-5/8" High, Espresso | EA | 66.8
047100102080 | Spice | Simulated Ledgers 48" Wide x 3-1/2" Deep x 3-5/8" High, Spice | EA | 66.8
047100102100 | Potomac | Simulated Ledgers 48" Wide x 3-1/2" Deep x 3-5/8" High, Potomac | EA | 66.8
047100102120 | Ponderosa | Simulated Ledgers 48" Wide x 3-1/2" Deep x 3-5/8" High, Ponderosa | EA | 66.8
047100102140 | Tudor | Simulated Ledgers 48" Wide x 3-1/2" Deep x 3-5/8" High, Tudor | EA | 66.8
047100102160 | Riviera | Simulated Ledgers 48" Wide x 3-1/2" Deep x 3-5/8" High, Riviera | EA | 66.8
047100102180 | White | Simulated Ledgers 48" Wide x 3-1/2" Deep x 3-5/8" High, White | EA | 66.8
050000000000 | METALS
050500000000 | METAL FASTENINGS
050523100000 | STRUCTURAL WELDING | STRUCTURAL WELDING
050523100080 | Welding
050523100100 | Single pass
050523100120 | 1/8" | Welding, single pass, 1/8" | LF | 4.6
050523100140 | 3/16" | Welding, single pass, 3/16" | LF | 6.29
050523100160 | 1/4" | Welding, single pass, 1/4" | LF | 7.98
050523100180 | Miscellaneous steel shapes
050523100190 | Plain | Welding, misc steel shapes, plain | LB | 2.28
050523100200 | Galvanized | Welding, misc steel shapes, galvanized | LB | 2.94
050523100210 | Plates
050523100220 | Plain | Welding, plates, plain | LB | 2.08
050523100240 | Galvanized | Welding, plates, galvanized | LB | 2.7
050523900000 | METAL FASTENINGS | METAL FASTENINGS
050523900050 | Powder Actuated Anchors
050523900100 | Loads
050523900120 | Single Shot
050523900140 | .22 Cal Green | Powder Actuated Anchors, Single Shot, .22 Cal Green | EA | 0.09
050523900160 | .22 Cal Yellow | Powder Actuated Anchors, Single Shot, .22 Cal Yellow | EA | 0.13
050523900180 | .22 Cal Red | Powder Actuated Anchors, Single Shot, .22 Cal Red | EA | 0.15
050523900200 | Strip
050523900220 | .27 Cal Green | Powder Actuated Anchors, Strip, .22 Cal Green | EA | 0.23
050523900240 | .27 Cal Yellow | Powder Actuated Anchors, Strip, .22 Cal Yellow | EA | 0.22
050523900260 | .27 Cal Red | Powder Actuated Anchors, Strip, .22 Cal Red | EA | 0.22
050523900280 | Pins
050523900300 | .145 Dia. x Length 300 Head
050523900320 | 1/2" | Powder Actuated Anchors, Pins, .145 Dia. X 300 Head, 1/2" | EA | 0.2
050523900340 | 5/8" | Powder Actuated Anchors, Pins, .145 Dia. X 300 Head, 5/8" | EA | 0.27
050523900360 | 3/4" | Powder Actuated Anchors, Pins, .145 Dia. X 300 Head, 3/4" | EA | 0.31
050523900380 | 1" | Powder Actuated Anchors, Pins, .145 Dia. X 300 Head, 1" | EA | 0.4
050523900400 | 1-1/4" | Powder Actuated Anchors, Pins, .145 Dia. X 300 Head, 1-1/4" | EA | 0.41
050523900420 | 1-1/2" | Powder Actuated Anchors, Pins, .145 Dia. X 300 Head, 1-1/2" | EA | 0.47
050523900440 | 2" | Powder Actuated Anchors, Pins, .145 Dia. X 300 Head, 2" | EA | 0.49
050523900460 | 2-1/2" | Powder Actuated Anchors, Pins, .145 Dia. X 300 Head, 2-1/2" | EA | 0.52
050523900480 | 3" | Powder Actuated Anchors, Pins, .145 Dia. X 300 Head, 3" | EA | 0.56
050523901000 | Anchor bolts, material only
050523901020 | 3/8" x
050523901040 | 8" long | Anchor bolts, 3/8" D, 8" long | EA | 1.77
050523901060 | 10" long | Anchor bolts, 3/8" D, 10" long | EA | 2.27
050523901080 | 12" long | Anchor bolts, 3/8" D, 12" long | EA | 2.57
050523901090 | 1/2" x
050523901100 | 8" long | Anchor bolts, 1/2" D, 8" long | EA | 2.8
050523901120 | 10" long | Anchor bolts, 1/2" D, 10" long | EA | 3.21
050523901140 | 12" long | Anchor bolts, 1/2" D, 12" long | EA | 3.61
050523901160 | 18" long | Anchor bolts, 1/2" D, 18" long | EA | 4.43
050523901170 | 5/8" x
050523901180 | 8" long | Anchor bolts, 5/8" D, 8" long | EA | 5.54
050523901200 | 10" long | Anchor bolts, 5/8" D, 10" long | EA | 5.95
050523901220 | 12" long | Anchor bolts, 5/8" D, 12" long | EA | 6.82
050523901240 | 18" long | Anchor bolts, 5/8" D, 18" long | EA | 9.15
050523901260 | 24" long | Anchor bolts, 5/8" D, 24" long | EA | 9.56
050523901270 | 3/4" x
050523901280 | 8" long | Anchor bolts, 3/4" D, 8" long | EA | 6.76
050523901300 | 12" long | Anchor bolts, 3/4" D, 12" long | EA | 9.68
050523901320 | 18" long | Anchor bolts, 3/4" D, 18" long | EA | 11.6
050523901340 | 24" long | Anchor bolts, 3/4" D, 24" long | EA | 13.47
050523901350 | 7/8" x
050523901360 | 8" long | Anchor bolts, 7/8" D, 8" long | EA | 6.76
050523901380 | 12" long | Anchor bolts, 7/8" D, 12" long | EA | 9.68
050523901400 | 18" long | Anchor bolts, 7/8" D, 18" long | EA | 11.6
050523901420 | 24" long | Anchor bolts, 7/8" D, 24" long | EA | 13.41
050523901430 | 1" x
050523901440 | 12" long | Anchor bolts, 1" D, 12" long | EA | 17.02
050523901460 | 18" long | Anchor bolts, 1" D, 18" long | EA | 20.7
050523901480 | 24" long | Anchor bolts, 1" D, 24" long | EA | 23.03
050523901500 | 36" long | Anchor bolts, 1" D, 36" long | EA | 33.99
050523903980 | Expansion shield
050523904000 | 1/4" | Expansion shield, 1/4" | EA | 0.88
050523904020 | 3/8" | Expansion shield, 3/8" | EA | 1.46
050523904040 | 1/2" | Expansion shield, 1/2" | EA | 2.86
050523904060 | 5/8" | Expansion shield, 5/8" | EA | 4.16
050523904080 | 3/4" | Expansion shield, 3/4" | EA | 5.08
050523904100 | 1" | Expansion shield, 1" | EA | 6.88
050523904480 | Non-drilling anchor
050523904500 | 1/4" | Non-drilling anchor, 1/4" | EA | 0.91
050523904540 | 3/8" | Non-drilling anchor, 3/8" | EA | 1.12
050523904560 | 1/2" | Non-drilling anchor, 1/2" | EA | 1.72
050523904580 | 5/8" | Non-drilling anchor, 5/8" | EA | 2.83
050523904600 | 3/4" | Non-drilling anchor, 3/4" | EA | 4.85
050523907000 | Self-drilling anchor
050523907020 | 1/4" | Self drilling anchor, 1/4" | EA | 2.28
050523907040 | 5/16" | Self drilling anchor, 5/16" | EA | 2.85
050523907060 | 3/8" | Self drilling anchor, 3/8" | EA | 3.42
050523907080 | 1/2" | Self drilling anchor, 1/2" | EA | 4.56
050523907100 | 5/8" | Self drilling anchor, 5/8" | EA | 8.65
050523907120 | 3/4" | Self drilling anchor, 3/4" | EA | 11.36
050523907140 | 7/8" | Self drilling anchor, 7/8" | EA | 15.91
050523908020 | Add 25% for galvanized anchor bolts
050523908040 | Channel door frame, with anchors | Channel door frame, with anchors | LB | 3.14
050523908060 | Corner guard angle, with anchors | Corner guard angle, with anchors | LB | 3.48
050524000000 | METAL LINTELS | METAL LINTELS
050524000080 | Lintels, steel
050524000100 | Plain | Lintels, steel, plain | LB | 4.17
050524000120 | Galvanized | Lintels, steel, galvanized | LB | 4.61
051000000000 | STRUCTURAL METAL FRAMING
051200100000 | BEAMS, GIRDERS, COLUMNS, TRUSSES | STRUCTURAL STEEL
051200100100 | Beams and girders, A-36
051200100120 | Welded | Beams and girders, A-36, welded | TON | 5251
051200100140 | Bolted | Beams and girders, A-36, bolted | TON | 5038
051200100180 | Columns
051200100185 | Pipe
051200100190 | 6" dia. | Beams and girders, A-36, columns, pipe, 6" dia | LB | 3.2
051200100200 | 12" dia. | Beams and girders, A-36, columns, pipe, 12" dia | LB | 2.71
051200100220 | Purlins and girts
051200100230 | Welded | Purlins and girts, welded | TON | 6087
051200100240 | Bolted | Purlins and girts, bolted | TON | 5835
051200101000 | Column base plates
051200101020 | Up to 150 lb each | Column base plates, up to 150 lb each | LB | 3.09
051200101040 | Over 150 lb each | Column base plates, over 150 lb each | LB | 2.76
051200101200 | Structural pipe
051200101220 | 3" to 5" o.d. | Structural pipe, 3" to 5" o.d. | TON | 6851
051200101240 | 6" to 12" o.d. | Structural pipe, 6" to 12" o.d. | TON | 5902
051200101300 | Structural tube
051200101310 | 6" square
051200101320 | Light sections | Structural tube, 6" square, light sections | TON | 7115
051200101340 | Heavy sections | Structural tube, 6" square, heavy sections | TON | 6665
051200101350 | 6" wide rectangular
051200101360 | Light sections | Structural tube, 6" wide rectangular, light | TON | 7261
051200101380 | Heavy sections | Structural tube, 6" wide rectangular, heavy | TON | 6476
051200101390 | Greater than 6" wide rectangular
051200101400 | Light sections | Str tube, larger than 6" wide rectangular, light | TON | 7620
051200101420 | Heavy sections | Str tube, larger than 6" wide rectangular, heavy | TON | 6835
051200101500 | Miscellaneous structural shapes
051200101520 | Steel angle | Miscellaneous structural shapes, steel angle | TON | 6553
051200101540 | Steel plate | Miscellaneous structural shapes, steel plate | TON | 6203
051200105980 | Trusses, field welded
051200106000 | 60 lb/lf | Trusses, field welded, 60 lb/lf | TON | 7013
051200106020 | 100 lb/lf | Trusses, field welded, 100 lb/lf | TON | 6039
051200106040 | 150 lb/lf | Trusses, field welded, 150 lb/lf | TON | 5576
051200106050 | Bolted
051200106060 | 60 lb/lf | Trusses, bolted, 60 lb/lf | TON | 6798
051200106080 | 100 lb/lf | Trusses, bolted, 100 lb/lf | TON | 5877
051200106100 | 150 lb/lf | Trusses, bolted, 150 lb/lf | TON | 5479
051200109100 | Add for galvanizing | Add for galvanizing | TON | 886
051500000000 | WIRE ROPE ASSEMBLIES
051501100000 | WIRE ROPE | WIRE ROPE
051501100100 | Galvanized Cable
051501100120 | 1/16" | Wire Rope, Galvanized, 1/16" | LF | 0.41
051501100130 | 1/8" | Wire Rope, Galvanized, 1/8" | LF | 0.91
051501100140 | 3/16" | Wire Rope, Galvanized, 31/16" | LF | 1.2
051501100160 | 1/4" | Wire Rope, Galvanized, 1/4" | LF | 1.51
051501100180 | 5/16" | Wire Rope, Galvanized, 5/16" | LF | 2.1
051501100200 | 3/8" | Wire Rope, Galvanized, 3/8" | LF | 2.51
051501100220 | 1/2" | Wire Rope, Galvanized, 1/2" | LF | 2.74
051501100240 | 5/8" | Wire Rope, Galvanized, 5/8" | LF | 3.07
051501100260 | 3/4" | Wire Rope, Galvanized, 3/4" | LF | 5.06
051501100280 | 1-1/4" | Wire Rope, Galvanized, 1-1/4" | LF | 13.25
051501100300 | Stainless
051501100320 | 1/16" | Wire Rope, Stainless, 1/16" | LF | 0.31
051501100340 | 1/8" | Wire Rope, Stainless, 1/8" | LF | 1.01
051501100360 | 3/16" | Wire Rope, Stainless, 3/16" | LF | 1.33
051501100380 | 1/4" | Wire Rope, Stainless, 1/4" | LF | 1.67
051501100400 | 5/16" | Wire Rope, Stainless, 5/16" | LF | 2.33
051501100420 | 3/8" | Wire Rope, Stainless, 3/8" | LF | 2.78
051501100440 | 1/2" | Wire Rope, Stainless, 1/2" | LF | 3.03
051501100460 | 5/8" | Wire Rope, Stainless, 5/8" | LF | 3.71
051501100480 | 3/4" | Wire Rope, Stainless, 3/4" | LF | 5.62
051501100490 | 1-1/4" | Wire Rope, Stainless, 1-1/4" | LF | 14.71
051501100520 | Coated
051501100540 | 1/16" | Wire Rope, Coated, 1/16" | LF | 0.53
051501100560 | 1/8" | Wire Rope, Coated, 1/8" | LF | 1.13
051501100580 | 3/16" | Wire Rope, Coated, 3/16" | LF | 1.8
051501101300 | Clips
051501101320 | 1/16" | Wire Rope, Clips, 1/16" | EA | 1.68
051501101340 | 1/8" | Wire Rope, Clips, 1/8" | EA | 1.86
051501101360 | 3/16" | Wire Rope, Clips, 3/16" | EA | 1.92
051501101380 | 1/4" | Wire Rope, Clips, 1/4" | EA | 1.9
051501101400 | 5/16" | Wire Rope, Clips, 5/16" | EA | 3.27
051501101420 | 3/8" | Wire Rope, Clips, 3/8" | EA | 2.31
051501101440 | 1/2" | Wire Rope, Clips, 1/2" | EA | 2.83
051501101460 | 5/8" | Wire Rope, Clips, 5/8" | EA | 4.93
051501101480 | 3/4" | Wire Rope, Clips, 3/4" | EA | 7.68
051501101500 | 1-1/4" | Wire Rope, Clips, 1-1/4" | EA | 12.86
051501101520 | Thimbles
051501101580 | 3/16" | Wire Rope, Thimbles, 1/16" | EA | 0.93
051501101600 | 1/4" | Wire Rope, Thimbles, 1/4" | EA | 1.22
051501101620 | 5/16" | Wire Rope, Thimbles, 5/16" | EA | 1.31
051501101640 | 3/8" | Wire Rope, Thimbles, 3/8" | EA | 1.8
051501101660 | 1/2" | Wire Rope, Thimbles, 1/2" | EA | 2.24
051501101680 | 5/8" | Wire Rope, Thimbles, 5/8" | EA | 6.03
051501101700 | 3/4" | Wire Rope, Thimbles, 3/4" | EA | 5.91
051501101720 | 1-1/4" | Wire Rope, Thimbles, 1-1/4" | EA | 16.37
051501101740 | Sleeves (Swage type)
051501101760 | 1/16" | Wire Rope, Sleeves, 1/16" | EA | 0.36
051501101780 | 1/8" | Wire Rope, Sleeves, 1/8" | EA | 0.91
051501101800 | 3/16" | Wire Rope, Sleeves, 3/16" | EA | 0.84
051501101820 | 1/4" | Wire Rope, Sleeves, 1/4" | EA | 1.05
051501101840 | 5/16" | Wire Rope, Sleeves, 5/16" | EA | 2.15
051501101860 | 3/8" | Wire Rope, Sleeves, 3/8" | EA | 2.32
051501101880 | 1/2" | Wire Rope, Sleeves, 1/2" | EA | 2.39
051501101900 | 5/8" | Wire Rope, Sleeves, 5/8" | EA | 2.57
051501101920 | 3/4" | Wire Rope, Sleeves, 3/4" | EA | 2.7
051501101940 | 1-1/4" | Wire Rope, Sleeves, 1-1/4" | EA | 2.83
052100000000 | STEEL JOIST FRAMING
052100100000 | METAL JOISTS | METAL JOISTS
052100100090 | Joist
052100100100 | DLH series | Joist, DLH series | TON | 3574
052100100120 | K series | Joist, K series | TON | 3675
052100100140 | LH series | Joist, LH series | TON | 3574
053100000000 | STEEL DECKING
053100100000 | METAL DECKING | METAL DECKING
053100100090 | Roof, 1-1/2" deep, non-composite
053100100095 | 16 ga.
053100100100 | Primed | Roof, 1-1/2" d, non-composite/cellular, 16 ga, primed | SF | 7.28
053100100120 | Galvanized | Roof, 1-1/2" d, non-composite/cellular, 16 ga, galv | SF | 7.55
053100100130 | 18 ga.
053100100140 | Primed | Roof, 1-1/2" d, non-composite/cellular, 18 ga, primed | SF | 6.08
053100100200 | Galvanized | Roof, 1-1/2" d, non-composite/cellular, 18 ga, galv | SF | 6.5
053100100210 | 20 ga.
053100100220 | Primed | Roof, 1-1/2" d, non-composite/cellular, 20 ga, primed | SF | 4.94
053100100240 | Galvanized | Roof, 1-1/2" d, non-composite/cellular, 20 ga, galv | SF | 5.54
053100100250 | 22 ga.
053100100260 | Primed | Roof, 1-1/2" d, non-composite/cellular, 22 ga, primed | SF | 4.35
053100100270 | Galvanized | Roof, 1-1/2" d, non-composite/cellular, 22 ga, galv | SF | 4.65
053100101000 | Open type decking, galvanized
053100101010 | 1-1/2" deep
053100101020 | 18 ga. | Open type decking, galv, 1-1/2" d, 18 ga | SF | 6.32
053100101040 | 20 ga. | Open type decking, galv, 1-1/2" d, 20 ga | SF | 5.26
053100101060 | 22 ga. | Open type decking, galv, 1-1/2" d, 22 ga | SF | 5.1
053100101070 | 3" deep
053100101080 | 16 ga. | Open type decking, galv, 3" d, 16 ga | SF | 9
053100101100 | 18 ga. | Open type decking, galv, 3" d, 18 ga | SF | 8.59
053100101120 | 20 ga. | Open type decking, galv, 3" d, 20 ga | SF | 6.97
053100101140 | 22 ga. | Open type decking, galv, 3" d, 22 ga | SF | 6.82
053100101150 | 4-1/2" deep
053100101160 | 16 ga. | Open type decking, galv, 4-1/2" d, 16 ga | SF | 12.61
053100101180 | 18 ga. | Open type decking, galv, 4-1/2" d, 18 ga | SF | 10.8
053100101200 | 6" deep
053100101220 | 16 ga. | Open type decking, galv, 6" d, 16 ga | SF | 16.86
053100101240 | 18 ga. | Open type decking, galv, 6" d, 18 ga | SF | 14.97
053100101250 | 7-1/2" deep
053100101260 | 16 ga. | Open type decking, galv, 7-1/2" d, 16 ga | SF | 18.22
053100101280 | 18 ga. | Open type decking, galv, 7-1/2" d, 18 ga | SF | 17.3
053100102480 | Cellular type
053100102500 | 1-1/2" deep, galvanized
053100102520 | 18-18 ga. | Cellular decking, 1-1/2" deep, galv, 18-18 ga | SF | 13.5
053100102530 | 22-18 ga. | Cellular decking, 1-1/2" deep, galv, 22-18 ga | SF | 12.48
053100102535 | 3" deep, galvanized
053100102540 | 16-16 ga. | Cellular decking, 3" deep, galv, 16-16 ga | SF | 18.61
053100102550 | 18-16 ga. | Cellular decking, 3" deep, galv, 18-16 ga | SF | 17.62
053100102560 | 18-18 ga. | Cellular decking, 3" deep, galv, 18-18 ga | SF | 16.3
053100102570 | 20-18 ga. | Cellular decking, 3" deep, galv, 20-18 ga | SF | 14.73
053100102575 | 4-1/2" deep, galvanized
053100102580 | 16-16 ga. | Cellular decking, 4-1/2" deep, galv, 16-16 ga | SF | 26.88
053100102590 | 18-16 ga. | Cellular decking, 4-1/2" deep, galv, 18-16 ga | SF | 24.96
053100102600 | 18-18 ga. | Cellular decking, 4-1/2" deep, galv, 18-18 ga | SF | 23.97
053100102610 | 20-18 ga. | Cellular decking, 4-1/2" deep, galv, 20-18 ga | SF | 22.01
053100103500 | Composite deck, non-cellular, galvanized
053100103520 | 1-1/2" deep
053100103530 | 18 ga. | Non-cellular, composite deck, galv, 1-1/2" d, 18 ga | SF | 5.76
053100103540 | 20 ga. | Non-cellular, composite deck, galv, 1-1/2" d, 20 ga | SF | 5.42
053100103550 | 22 ga. | Non-cellular, composite deck, galv, 1-1/2" d, 22 ga | SF | 4.77
053100103560 | 3" deep
053100103570 | 18 ga. | Non-cellular, composite deck, galv, 3" d, 18 ga | SF | 7.43
053100103580 | 20 ga. | Non-cellular, composite deck, galv, 3" d, 20 ga | SF | 5.53
053100103590 | 22 ga. | Non-cellular, composite deck, galv, 3" d, 22 ga | SF | 4.88
053100103600 | Slab form floor deck
053100103610 | 9/16" deep
053100103620 | 28 ga. | Slab form floor deck, 9/16" deep, 28 ga | SF | 3.65
053100103630 | 1-5/16" deep
053100103640 | 24 ga. | Slab form floor deck, 1-5/16" deep, 24 ga | SF | 4.53
053100103650 | 22 ga. | Slab form floor deck, 1-5/16" deep, 22 ga | SF | 5.03
054100000000 | COLD FORMED FRAMING
054100100000 | METAL FRAMING | METAL FRAMING
054100100100 | Furring channel, galvanized
054100100110 | Beams and columns, 3/4"
054100100120 | 12" o.c. | Furring channel, beams & cols, galv, 3/4", 12" oc | SF | 8.79
054100100140 | 16" o.c. | Furring channel, beams & cols, galv, 3/4", 16" oc | SF | 7.93
054100100150 | Walls, 3/4"
054100100160 | 12" o.c. | Furring channel, walls, galv, 3/4", 12" oc | SF | 4.65
054100100170 | 16" o.c. | Furring channel, walls, galv, 3/4", 16" oc | SF | 3.85
054100100172 | 24" o.c. | Furring channel, walls, galv, 3/4", 24" oc | SF | 3.04
054100100173 | 1-1/2"
054100100174 | 12" o.c. | Furring channel, walls, galv, 1-1/2", 12" oc | SF | 4.99
054100100175 | 16" o.c. | Furring channel, walls, galv, 1-1/2", 16" oc | SF | 4.09
054100100176 | 24" o.c. | Furring channel, walls, galv, 1-1/2", 24" oc | SF | 3.2
054100102000 | Stud, load bearing
054100102020 | 16" o.c.
054100102040 | 12 ga.
054100102060 | 2-1/2" | Metal stud, load bearing, 12 ga, 16" oc, 2-1/2" | SF | 5.57
054100102080 | 3-5/8" | Metal stud, load bearing, 12 ga, 16" oc, 3-5/8" | SF | 5.91
054100102100 | 4" | Metal stud, load bearing, 12 ga, 16" oc, 4" | SF | 6.03
054100102120 | 6" | Metal stud, load bearing, 12 ga, 16" oc, 6" | SF | 7.06
054100102140 | 8" | Metal stud, load bearing, 12 ga, 16" oc, 8" | SF | 7.7
054100102160 | 12" | Metal stud, load bearing, 12 ga, 16" oc, 12" | SF | 9.29
054100102200 | 14 ga.
054100102220 | 2-1/2" | Metal stud, load bearing, 14 ga, 16" oc, 2-1/2" | SF | 5.23
054100102240 | 3-5/8" | Metal stud, load bearing, 14 ga, 16" oc, 3-5/8" | SF | 5.51
054100102260 | 4" | Metal stud, load bearing, 14 ga, 16" oc, 4" | SF | 5.6
054100102280 | 6" | Metal stud, load bearing, 14 ga, 16" oc, 6" | SF | 6.53
054100102300 | 8" | Metal stud, load bearing, 14 ga, 16" oc, 8" | SF | 7.06
054100102320 | 12" | Metal stud, load bearing, 14 ga, 16" oc, 12" | SF | 8.45
054100102340 | 16 ga.
054100102360 | 2-1/2" | Metal stud, load bearing, 16 ga, 16" oc, 2-1/2" | SF | 5.09
054100102380 | 3-5/8" | Metal stud, load bearing, 16 ga, 16" oc, 3-5/8" | SF | 5.35
054100102400 | 4" | Metal stud, load bearing, 16 ga, 16" oc, 4" | SF | 5.42
054100102420 | 6" | Metal stud, load bearing, 16 ga, 16" oc, 6" | SF | 6.32
054100102440 | 8" | Metal stud, load bearing, 16 ga, 16" oc, 8" | SF | 6.94
054100102460 | 12" | Metal stud, load bearing, 16 ga, 16" oc, 12" | SF | 8.1
054100102480 | 18 ga.
054100102500 | 2-1/2" | Metal stud, load bearing, 18 ga, 16" oc, 2-1/2" | SF | 4.83
054100102520 | 3-5/8" | Metal stud, load bearing, 18 ga, 16" oc, 3-5/8" | SF | 5.09
054100102540 | 4" | Metal stud, load bearing, 18 ga, 16" oc, 4" | SF | 5.16
054100102560 | 6" | Metal stud, load bearing, 18 ga, 16" oc, 6" | SF | 6.01
054100102580 | 8" | Metal stud, load bearing, 18 ga, 16" oc, 8" | SF | 6.39
054100102600 | 12" | Metal stud, load bearing, 18 ga, 16" oc, 12" | SF | 7.4
054100102620 | 20 ga.
054100102640 | 2-1/2" | Metal stud, load bearing, 20 ga, 16" oc, 2-1/2" | SF | 4.45
054100102660 | 3-5/8" | Metal stud, load bearing, 20 ga, 16" oc, 3-5/8" | SF | 4.6
054100102680 | 4" | Metal stud, load bearing, 20 ga, 16" oc, 4" | SF | 4.69
054100102700 | 6" | Metal stud, load bearing, 20 ga, 16" oc, 6" | SF | 5.37
054100102720 | 8" | Metal stud, load bearing, 20 ga, 16" oc, 8" | SF | 5.61
054100102740 | 12" | Metal stud, load bearing, 20 ga, 16" oc, 12" | SF | 6.35
054100102760 | 24" o.c.
054100102780 | 12 ga.
054100102800 | 2-1/2" | Metal stud, load bearing, 12 ga, 16" oc, 2-1/2" | SF | 4.5
054100102820 | 3-5/8" | Metal stud, load bearing, 12 ga, 16" oc, 3-5/8" | SF | 4.74
054100102840 | 4" | Metal stud, load bearing, 12 ga, 16" oc, 4" | SF | 4.82
054100102860 | 6" | Metal stud, load bearing, 12 ga, 16" oc, 6" | SF | 5.49
054100102880 | 8" | Metal stud, load bearing, 12 ga, 16" oc, 8" | SF | 5.94
054100102900 | 12" | Metal stud, load bearing, 12 ga, 16" oc, 12" | SF | 7.05
054100102920 | 14 ga.
054100102940 | 2-1/2" | Metal stud, load bearing, 14 ga, 16" oc, 2-1/2" | SF | 4.27
054100102960 | 3-5/8" | Metal stud, load bearing, 14 ga, 16" oc, 3-5/8" | SF | 4.46
054100102980 | 4" | Metal stud, load bearing, 14 ga, 16" oc, 4" | SF | 4.53
054100103000 | 6" | Metal stud, load bearing, 14 ga, 16" oc, 6" | SF | 5.12
054100103020 | 8" | Metal stud, load bearing, 14 ga, 16" oc, 8" | SF | 5.49
054100103040 | 12" | Metal stud, load bearing, 14 ga, 16" oc, 12" | SF | 6.45
054100103060 | 16 ga.
054100103080 | 2-1/2" | Metal stud, load bearing, 16 ga, 16" oc, 2-1/2" | SF | 4.15
054100103100 | 3-5/8" | Metal stud, load bearing, 16 ga, 16" oc, 3-5/8" | SF | 4.33
054100103120 | 4" | Metal stud, load bearing, 16 ga, 16" oc, 4" | SF | 4.4
054100103140 | 6" | Metal stud, load bearing, 16 ga, 16" oc, 6" | SF | 4.93
054100103160 | 8" | Metal stud, load bearing, 16 ga, 16" oc, 8" | SF | 5.32
054100103180 | 12" | Metal stud, load bearing, 16 ga, 16" oc, 12" | SF | 5.63
054100103200 | 18 ga.
054100103220 | 2-1/2" | Metal stud, load bearing, 18 ga, 16" oc, 2-1/2" | SF | 3.95
054100103240 | 3-5/8" | Metal stud, load bearing, 18 ga, 16" oc, 3-5/8" | SF | 4.08
054100103260 | 4" | Metal stud, load bearing, 18 ga, 16" oc, 4" | SF | 4.15
054100103280 | 6" | Metal stud, load bearing, 18 ga, 16" oc, 6" | SF | 4.67
054100103300 | 8" | Metal stud, load bearing, 18 ga, 16" oc, 8" | SF | 4.93
054100103320 | 12" | Metal stud, load bearing, 18 ga, 16" oc, 12" | SF | 5.24
054100103340 | 20 ga.
054100103360 | 2-1/2" | Metal stud, load bearing, 20 ga, 16" oc, 2-1/2" | SF | 3.67
054100103380 | 3-5/8" | Metal stud, load bearing, 20 ga, 16" oc, 3-5/8" | SF | 3.73
054100103400 | 4" | Metal stud, load bearing, 20 ga, 16" oc, 4" | SF | 3.79
054100103420 | 6" | Metal stud, load bearing, 20 ga, 16" oc, 6" | SF | 4.25
054100103440 | 8" | Metal stud, load bearing, 20 ga, 16" oc, 8" | SF | 4.43
054100103460 | 12" | Metal stud, load bearing, 20 ga, 16" oc, 12" | SF | 4.74
054100108020 | Track, load bearing, 12 ga.
054100108040 | 2-1/2" | Metal track, load bearing, 12 ga., 2-1/2" | LF | 3.16
054100108060 | 3-5/8" | Metal track, load bearing, 12 ga., 3-5/8" | LF | 3.5
054100108080 | 4" | Metal track, load bearing, 12 ga., 4" | LF | 3.62
054100108100 | 6" | Metal track, load bearing, 12 ga., 6" | LF | 4.23
054100108120 | 8" | Metal track, load bearing, 12 ga., 8" | LF | 4.87
054100108140 | 12" | Metal track, load bearing, 12 ga., 12" | LF | 6.05
054100108160 | 14 ga.
054100108180 | 2-1/2" | Metal track, load bearing, 14 ga., 2-1/2" | LF | 2.82
054100108200 | 3-5/8" | Metal track, load bearing, 14 ga., 3-5/8" | LF | 3.1
054100108220 | 4" | Metal track, load bearing, 14 ga., 4" | LF | 3.19
054100108240 | 6" | Metal track, load bearing, 14 ga., 6" | LF | 3.7
054100108260 | 8" | Metal track, load bearing, 14 ga., 8" | LF | 4.23
054100108280 | 12" | Metal track, load bearing, 14 ga., 12" | LF | 5.21
054100108300 | 16 ga.
054100108320 | 2-1/2" | Metal track, load bearing, 16 ga., 2-1/2" | LF | 2.68
054100108340 | 3-5/8" | Metal track, load bearing, 16 ga., 3-5/8" | LF | 2.94
054100108360 | 4" | Metal track, load bearing, 16 ga., 4" | LF | 3.01
054100108380 | 6" | Metal track, load bearing, 16 ga., 6" | LF | 3.49
054100108400 | 8" | Metal track, load bearing, 16 ga., 8" | LF | 4.11
054100108420 | 12" | Metal track, load bearing, 16 ga., 12" | LF | 4.86
054100108440 | 18 ga.
054100108460 | 2-1/2" | Metal track, load bearing, 18 ga., 2-1/2" | LF | 2.42
054100108480 | 3-5/8" | Metal track, load bearing, 18 ga., 3-5/8" | LF | 2.68
054100108500 | 4" | Metal track, load bearing, 18 ga., 4" | LF | 2.75
054100108520 | 6" | Metal track, load bearing, 18 ga., 6" | LF | 3.18
054100108540 | 8" | Metal track, load bearing, 18 ga., 8" | LF | 3.56
054100108560 | 12" | Metal track, load bearing, 18 ga., 12" | LF | 4.16
054100108600 | 20 ga.
054100108620 | 2-1/2" | Metal track, load bearing, 20 ga., 2-1/2" | LF | 2.04
054100108640 | 3-5/8" | Metal track, load bearing, 20 ga., 3-5/8" | LF | 2.19
054100108660 | 4" | Metal track, load bearing, 20 ga., 4" | LF | 2.28
054100108680 | 6" | Metal track, load bearing, 20 ga., 6" | LF | 2.54
054100108700 | 8" | Metal track, load bearing, 20 ga., 8" | LF | 2.78
054100108720 | 12" | Metal track, load bearing, 20 ga., 12" | LF | 3.11
055100000000 | METAL FABRICATIONS
055100100000 | STAIRS | STAIRS
055100101000 | Stock unit, steel, complete, per riser
055100101010 | Tread
055100101020 | 3'-6" wide | Stair, stock, steel, comp, per riser, tread, 3'-6" wide | EA | 413
055100101040 | 4' wide | Stair, stock, steel, comp, per riser, tread, 4' wide | EA | 476
055100101060 | 5' wide | Stair, stock, steel, comp, per riser, tread, 5' wide | EA | 552
055100101200 | Metal pan stair, cement filled, per riser
055100101220 | 3'-6" wide | Stair, metal pan, cement filled, per riser, 3'-6" wide | EA | 412
055100101240 | 4' wide | Stair, metal pan, cement filled, per riser, 4' wide | EA | 474
055100101260 | 5' wide | Stair, metal pan, cement filled, per riser, 5' wide | EA | 530
055100101280 | Landing, steel pan | Stair, landing, steel pan, conv | SF | 131
055100101300 | Cast iron tread, steel stringers, stock units, per riser
055100101310 | Tread
055100101320 | 3'-6" wide | Stair, CI tread, steel stringers, stock, 3'-6" wide | EA | 594
055100101340 | 4' wide | Stair, CI tread, steel stringers, stock, 4' wide | EA | 680
055100101360 | 5' wide | Stair, CI tread, steel stringers, stock, 5' wide | EA | 814
055100101400 | Stair treads, abrasive, 12" x 3'-6"
055100101410 | Cast iron
055100101420 | 3/8" | Stair treads, 12"x 3'-6", abrasive surf, CI, 3/8" | EA | 275
055100101440 | 1/2" | Stair treads, 12"x 3'-6", abrasive surf, CI, 1/2" | EA | 336
055100101450 | Cast aluminum
055100101460 | 5/16" | Stair treads, 12"x 3'-6', abrasive surf, CA, 5/16" | EA | 306
055100101480 | 3/8" | Stair treads, 12"x 3'-6', abrasive surf, CA, 3/8" | EA | 325
055100101500 | 1/2" | Stair treads, 12"x 3'-6', abrasive surf, CA, 1/2" | EA | 377
055133100000 | LADDERS | LADDERS
055133100100 | Ladder, 18" wide
055133100110 | With cage | Ladder, 18" wide, with cage | LF | 195
055133100120 | Without cage | Ladder, 18" wide, without cage | LF | 130
055200000000 | METAL RAILINGS
055213100000 | RAILINGS | RAILINGS
055213100080 | Railing, pipe
055213100090 | 1-1/4" diameter, welded steel
055213100095 | 2-rail
055213100100 | Primed | Railing, pipe, 1-1/4" D, welded, 2 rail, primed | LF | 60.4
055213100120 | Galvanized | Railing, pipe, 1-1/4" D, welded, 2 rail, galv | LF | 72.57
055213100130 | 3-rail
055213100140 | Primed | Railing, pipe, 1-1/4" D, welded, 3 rail, primed | LF | 76.71
055213100160 | Galvanized | Railing, pipe, 1-1/4" D, welded, 3 rail, galv | LF | 93.5
055213100170 | Wall mounted, single rail, welded steel
055213100180 | Primed | Railing, 1-1/4" D, wall mounted, welded, primed | LF | 41.96
055213100200 | Galvanized | Railing, 1-1/4" D, wall mounted, welded, galv | LF | 50.73
055213100210 | 1-1/2" diameter, welded steel
055213100215 | 2-rail
055213100220 | Primed | Railing, pipe, 1-1/2" D, welded, 2 rail, primed | LF | 64.05
055213100240 | Galvanized | Railing, pipe, 1-1/2" D, welded, 2 rail, galv | LF | 78.3
055213100245 | 3-rail
055213100250 | Primed | Railing, pipe, 1-1/2" D, welded, 3 rail, primed | LF | 80.36
055213100260 | Galvanized | Railing, pipe, 1-1/2" D, welded, 3 rail, galv | LF | 98.26
055213100270 | Wall mounted, single rail, welded steel
055213100280 | Primed | Railing, 1-1/2" D, wall mounted, welded, primed | LF | 42.89
055213100300 | Galvanized | Railing, 1-1/2" D, wall mounted, welded, galv | LF | 51.94
055213100960 | 2" diameter, welded steel
055213100980 | 2-rail
055213101000 | Primed | Railing, pipe, 2" D, welded, 2-rail, primed | LF | 75.23
055213101020 | Galvanized | Railing, pipe, 2" D, welded, 2-rail, galv | LF | 92.28
055213101030 | 3-rail
055213101040 | Primed | Railing, pipe, 2" D, welded, 3-rail, primed | LF | 95.55
055213101070 | Galvanized | Railing, pipe, 2" D, welded, 3-rail, galv | LF | 117
055213101075 | Wall mounted, single rail, welded steel
055213101080 | Primed | Railing, 2" D, wall mounted, welded, primed | LF | 46.5
055213101100 | Galvanized | Railing, 2" D, wall mounted, welded, galv | LF | 56.24
055300000000 | METAL GRATINGS
055300100000 | METAL GRATING | METAL GRATING
055300100200 | Floor plate, checkered, steel
055300100220 | 1/4"
055300100240 | Primed | Metal grating, floor plate, checkered, 1/4", primed | SF | 17.05
055300100260 | Galvanized | Metal grating, floor plate, checkered, 1/4", galv | SF | 25.22
055300100270 | 3/8"
055300100280 | Primed | Metal grating, floor plate, checkered, 3/8", primed | SF | 24.38
055300100300 | Galvanized | Metal grating, floor plate, checkered, 3/8", galv | SF | 37.82
055300101000 | Aluminum grating, pressure-locked bearing bars
055300101020 | 3/4" x 1/8" | Alum grating, press-locked bearing bars, 3/4"x 1/8" | SF | 37.12
055300101030 | 1" x 1/8" | Alum grating, press-locked bearing bars, 1"x 1/8" | SF | 41.32
055300101040 | 1-1/4" x 1/8" | Alum grtg, press-locked brg bars, 1-1/4"x 1/8" | SF | 58.15
055300101050 | 1-1/4" x 3/16" | Alum grtg, press-locked brg bars, 1-1/4"x 3/16" | SF | 60.95
055300101060 | 1-1/2" x 1/8" | Alum grtg, press-locked brg bars, 1-1/2"x 1/8" | SF | 79.17
055300101070 | 1-3/4" x 3/16" | Alum grtg, press-locked brg bars, 1-3/4"x 3/16" | SF | 45.53
055300102000 | Miscellaneous expenses
055300102010 | Cutting
055300102020 | Minimum | Alum grating, misc expenses, cutting, minimum | LF | 5.52
055300102040 | Maximum | Alum grating, misc expenses, cutting, maximum | LF | 8.28
055300102050 | Banding
055300102060 | Minimum | Alum grating, misc expenses, banding, minimum | LF | 13.8
055300102080 | Maximum | Alum grating, misc expenses, banding, maximum | LF | 16.56
055300102090 | Toe plates
055300102100 | Minimum | Alum grating, misc expenses, toe plates, minimum | LF | 16.56
055300102120 | Maximum | Alum grating, misc expenses, toe plates, maximum | LF | 20.7
055300103000 | Steel grating, primed
055300103020 | 3/4" x 1/8" | Steel grating, primed, 3/4"x 1/8" | SF | 18.61
055300103040 | 1" x 1/8" | Steel grating, primed, 1"x 1/8" | SF | 19.13
055300103060 | 1-1/4" x 1/8" | Steel grating, primed, 1-1/4"x 1/8" | SF | 20.99
055300103080 | 1-1/4" x 3/16" | Steel grating, primed, 1-1/4"x 3/16" | SF | 27.01
055300103100 | 1-1/2" x 1/8" | Steel grating, primed, 1-1/2"x 1/8" | SF | 24.86
055300103120 | 1-3/4" x 3/16" | Steel grating, primed, 1-3/4"x 3/16" | SF | 34.32
055300103140 | Galvanized
055300103160 | 3/4" x 1/8" | Steel grating, galvanized, 3/4"x 1/8" | SF | 22.56
055300103180 | 1" x 1/8" | Steel grating, galvanized, 1"x 1/8" | SF | 23.24
055300103200 | 1-1/4" x 1/8" | Steel grating, galvanized, 1-1/4"x 1/8" | SF | 25.54
055300103220 | 1-1/4" x 3/16" | Steel grating, galvanized, 1-1/4"x 3/16" | SF | 33.08
055300103240 | 1-1/2" x 1/8" | Steel grating, galvanized, 1-1/2"x 1/8" | SF | 30.38
055300103320 | 1-3/4" x 3/16" | Steel grating, galvanized, 1-3/4"x 3/16" | SF | 42.23
055300103400 | Miscellaneous expenses
055300103410 | Cutting
055300103420 | Minimum | Steel grating, misc expenses, cutting, minimum | LF | 5.91
055300103440 | Maximum | Steel grating, misc expenses, cutting, maximum | LF | 9.2
055300103450 | Banding
055300103460 | Minimum | Steel grating, misc expenses, banding, minimum | LF | 15.06
055300103480 | Maximum | Steel grating, misc expenses, banding, maximum | LF | 18.4
055300103490 | Toe plates
055300103500 | Minimum | Steel grating, misc expenses, toe plates, minimum | LF | 18.4
055300103520 | Maximum | Steel grating, misc expenses, toe plates, maximum | LF | 23.66
055600000000 | METAL CASTINGS
055600100000 | CASTINGS | CASTINGS
055600101000 | Miscellaneous castings
055600101020 | Light sections | Miscellaneous castings, light sections | LB | 11.39
055600101040 | Heavy sections | Miscellaneous castings, heavy sections | LB | 8.3
055600101060 | Manhole covers and frames
055600101080 | Regular, city type
055600101090 | 18" dia.
055600101100 | 100 lb | Manhole covers and frames, reg, city, 18" dia, 100 lb | EA | 939
055600101110 | 24" dia.
055600101120 | 200 lb | Manhole covers and frames, reg, city, 24" dia, 200 lb | EA | 885
055600101130 | 300 lb | Manhole covers and frames, reg, city, 24" dia, 300 lb | EA | 921
055600101140 | 400 lb | Manhole covers and frames, reg, city, 24" dia, 400 lb | EA | 960
055600101160 | 26" dia., 475 lb | Manhole covers and frames, reg, city, 26" dia, 275 lb | EA | 1153
055600101180 | 30" dia., 600 lb | Manhole covers and frames, reg, city, 30" dia, 620 lb | EA | 1442
055600101200 | 8" square, 75 lb | Manhole covers and frames, reg, city, 8" sq, 75 lb | EA | 378
055600101210 | 24" square
055600101220 | 126 lb | Manhole covers and frames, reg, city, 24" sq, 126 lb | EA | 914
055600101240 | 500 lb | Manhole covers and frames, reg, city, 24" sq, 500 lb | EA | 1412
055600101400 | Watertight type
055600101420 | 20" dia., 200 lb | Manhole covers/frames, watertight, 20" dia, 200 lb | EA | 833
055600101440 | 24" dia., 350 lb | Manhole covers/frames, watertight, 24" dia, 350 lb | EA | 1336
055600101500 | Steps, cast iron
055600101520 | 7" x 9" | Manhole steps, cast iron, 7"x 9" | EA | 51.5
055600101540 | 8" x 9" | Manhole steps, cast iron, 8"x 9" | EA | 68.31
055600101600 | Manhole covers and frames, aluminum
055600101620 | 12" x 12" | Manhole covers/frames, alum, 12"x 12" | EA | 203
055600101640 | 18" x 18" | Manhole covers/frames, alum, 18"x 18" | EA | 210
055600101660 | 24" x 24" | Manhole covers/frames, alum, 24"x 24" | EA | 236
055600101800 | Corner protection
055600101820 | Steel angle guard with anchors
055600101840 | 2" x 2" x 3/16" | Manhole, corner protection, 2"x 2"x 1/4" | LF | 29.3
055600101860 | 2" x 3" x 1/4" | Manhole, corner protection, 2"x 3"x 1/4" | LF | 31.65
055600101880 | 3" x 3" x 5/16" | Manhole, corner protection, 3"x 3"x 5/16" | LF | 34.83
055600101900 | 3" x 4" x 5/16" | Manhole, corner protection, 3"x 4"x 5/16" | LF | 40.37
055600101920 | 4" x 4" x 5/16" | Manhole, corner protection, 4"x 4"x 5/16" | LF | 41.45
055900000000 | MISC. FABRICATIONS
055900100000 | METAL SPECIALTIES | METAL SPECIALTIES
055900100060 | Kick plate
055900100080 | 4" high x 1/4" thick
055900100100 | Primed | Kick plate, 4" high x 1/4" thick, primed | LF | 25.2
055900100120 | Galvanized | Kick plate, 4" high x 1/4" thick, galv | LF | 26.37
055900100130 | 6" high x 1/4" thick
055900100140 | Primed | Kick plate, 6" high x 1/4" thick, primed | LF | 27.29
055900100160 | Galvanized | Kick plate, 6" high x 1/4" thick, galv | LF | 28.95
057300000000 | DECORATIVE METAL RAILINGS
057300100000 | ORNAMENTAL METAL | ORNAMENTAL METAL
057300101030 | Railings, square bars, 6" o.c., shaped top rails
057300101040 | Steel | Rail, ornamental, 6" oc w/top rail, steel | LF | 140
057300101060 | Aluminum | Rail, ornamental, 6" oc w/top rail, aluminum | LF | 159
057300101080 | Bronze | Rail, ornamental, 6" oc w/top rail, bronze | LF | 303
057300101100 | Stainless steel | Rail, ornamental, 6" oc w/top rail, stainless | LF | 308
057300101200 | Laminated metal or wood handrails
057300101220 | 2-1/2" round or oval shape | Laminated metal rails, 2-1/2" round or oval shape | LF | 336
060000000000 | WOOD AND PLASTICS
060500000000 | FASTENERS AND ADHESIVES
060523100000 | ACCESSORIES | ACCESSORIES
060523100080 | Column/post base, cast aluminum
060523100100 | 4" x 4" | Column base, cast aluminum, 4"x 4" | EA | 41.19
060523100120 | 6" x 6" | Column base, cast aluminum, 6"x 6" | EA | 49.36
060523100130 | Bridging, metal, per pair
060523100140 | 12" o.c. | Bridging, metal, per pair, 12" oc | EA | 11.1
060523100160 | 16" o.c. | Bridging, metal, per pair, 16" oc | EA | 10.13
060523101000 | Anchors
060523101020 | Bolts, threaded two ends, with nuts and washers
060523101030 | 1/2" dia.
060523101040 | 4" long | Anchor bolt, threaded, incl nuts, 1/2" D, 4" long | EA | 8.87
060523101060 | 7-1/2" long | Anchor bolt, threaded, incl nuts, 1/2" D, 7-1/2" long | EA | 9.48
060523101070 | 3/4" dia.
060523101080 | 7-1/2" long | Anchor bolts, threaded, incl nuts, 3/4" D, 7-1/2" L | EA | 12.51
060523101100 | 15" long | Anchor bolts, threaded, incl nuts, 3/4" D, 15" L | EA | 16.24
060523101200 | Framing anchors
060523101202 | 10 gauge | Framing anchors, 10 gauge | EA | 8.42
060523101210 | Bolts, carriage
060523101212 | 1/4 x 4 | Bolts, carriage, 1/8"x 4" | EA | 9.04
060523101214 | 5/16 x 6 | Bolt, carriage, 1/4"x 6" | EA | 10.54
060523101216 | 3/8 x 6 | Bolts, carriage, 3/8"x 6" | EA | 12.52
060523101218 | 1/2 x 6 | Bolts, carriage, 1/2"x 6" | EA | 14.06
060523101240 | Joist and beam hangers
060523101250 | 18 ga.
060523101260 | 2 x 4 | Joist and beam hangers, 18 ga, 2 x 4 | EA | 9.79
060523101280 | 2 x 6 | Joist and beam hangers, 18 ga, 2 x 6 | EA | 10.11
060523101282 | 2 x 8 | Joist and beam hangers, 18 ga, 2 x 8 | EA | 10.43
060523101284 | 2 x 10 | Joist and beam hangers, 18 ga, 2 x 10 | EA | 11.51
060523101286 | 2 x 12 | Joist and beam hangers, 18 ga, 2 x 12 | EA | 14.31
060523101288 | 16 ga.
060523101290 | 3 x 6 | Joist and beam hangers, 16 ga, 3 x 6 | EA | 15.17
060523101292 | 3 x 8 | Joist and beam hangers, 16 ga, 3 x 8 | EA | 16.47
060523101300 | 3 x 10 | Joist and beam hangers, 16 ga, 3 x 10 | EA | 17.96
060523101302 | 3 x 12 | Joist and beam hangers, 16 ga, 3 x 12 | EA | 20.3
060523101304 | 3 x 14 | Joist and beam hangers, 16 ga, 3 x 14 | EA | 21.85
060523101320 | 4 x 6 | Joist and beam hangers, 16 ga, 4 x 6 | EA | 18.57
060523101322 | 4 x 8 | Joist and beam hangers, 16 ga, 4 x 8 | EA | 20.15
060523101324 | 4 x 10 | Joist and beam hangers, 16 ga, 4 x 10 | EA | 22.27
060523101326 | 4 x 12 | Joist and beam hangers, 16 ga, 4 x 12 | EA | 27.26
060523101328 | 4 x 14 | Joist and beam hangers, 16 ga, 4 x 14 | EA | 28.84
060523101520 | Rafter anchors, 18 ga., 1-1/2" wide
060523101540 | 5-1/4" long | Rafter anchors, 18 ga, 1-1/2" wide, 5-1/4" long | EA | 8.02
060523101560 | 10-3/4" long | Rafter anchors, 18 ga, 1-1/2" wide, 10-3/4" long | EA | 8.58
060523101600 | Shear plates
060523101620 | 2-5/8" dia. | Shear plates, 2-5/8" dia | EA | 10.52
060523101640 | 4" dia. | Shear plates, 4" dia | EA | 15.61
060523101700 | Sill anchors
060523101720 | Embedded in concrete | Sill anchor, embedded in concrete | EA | 11.29
060523101800 | Split rings
060523101820 | 2-1/2" dia. | Split rings, 2-1/2" dia | EA | 11.65
060523101840 | 4" dia. | Split rings, 4" dia | EA | 14.94
060523101900 | Strap ties, 14 ga., 1-3/8" wide
060523101920 | 12" long | Strap ties, 14 ga, 1-3/8" wide, 12" long | EA | 10.02
060523101940 | 18" long | Strap ties, 14 ga, 1-3/8" wide, 18" long | EA | 10.88
060523101960 | 24" long | Strap ties, 14 ga, 1-3/8" wide, 24" long | EA | 13.29
060523101980 | 36" long | Strap ties, 14 ga, 1-3/8" wide, 36" long | EA | 16.12
060523102000 | Toothed rings
060523102020 | 2-5/8" dia. | Toothed rings, 2-5/8" dia | EA | 16.59
060523102040 | 4" dia. | Toothed rings, 4" dia | EA | 19.8
060573100000 | WOOD TREATMENT | WOOD TREATMENT
060573101000 | Creosote preservative treatment
060573101020 | 8 lb/cf | Creosote preservative treatment, 8 lb/cf | BF | 0.74
060573101040 | 10 lb/cf | Creosote preservative treatment, 10 lb/cf | BF | 0.89
060573101060 | Salt preservative treatment
060573101070 | Oil borne
060573101080 | Minimum | Salt preservative treatment, oil borne, minimum | BF | 0.68
060573101100 | Maximum | Salt preservative treatment, oil borne, maximum | BF | 0.95
060573101120 | Water borne
060573101140 | Minimum | Salt preservative treatment, water borne, minimum | BF | 0.48
060573101150 | Maximum | Salt preservative treatment, water borne, maximum | BF | 0.74
060573101200 | Fire retardant treatment
060573101220 | Minimum | Fire retardant treated lumber, minimum | BF | 0.95
060573101240 | Maximum | Fire retardant treated lumber, maximum | BF | 1.15
060573101300 | Kiln dried, softwood, add to framing costs
060573101320 | 1" thick | Kiln dried, soft wood, 1" thick | BF | 0.34
060573101340 | 2" thick | Kiln dried, soft wood, 2" thick | BF | 0.48
060573101360 | 3" thick | Kiln dried, soft wood, 3" thick | BF | 0.61
060573101380 | 4" thick | Kiln dried, soft wood, 4" thick | BF | 0.74
061100000000 | ROUGH CARPENTRY
061100100000 | BLOCKING | BLOCKING
061100101100 | Steel construction
061100101105 | Walls
061100101110 | 2x4 | Steel construction, walls, 2x4 | LF | 6.52
061100101120 | 2x6 | Steel construction, walls, 2x6 | LF | 7.89
061100101130 | 2x8 | Steel construction, walls, 2x8 | LF | 8.94
061100101140 | 2x10 | Steel construction, walls, 2x10 | LF | 10.1
061100101150 | 2x12 | Steel construction, walls, 2x12 | LF | 11.44
061100101160 | Ceilings
061100101170 | 2x4 | Steel construction, ceilings, 2x4 | LF | 7.36
061100101180 | 2x6 | Steel construction, ceilings, 2x6 | LF | 9.04
061100101190 | 2x8 | Steel construction, ceilings, 2x8 | LF | 10.3
061100101200 | 2x10 | Steel construction, ceilings, 2x10 | LF | 11.75
061100101210 | 2x12 | Steel construction, ceilings, 2x12 | LF | 13.49
061100101215 | Wood construction
061100101220 | Walls
061100101230 | 2x4 | Wood construction, walls, 2x4 | LF | 5.61
061100101240 | 2x6 | Wood construction, walls, 2x6 | LF | 6.71
061100101250 | 2x8 | Wood construction, walls, 2x8 | LF | 7.57
061100101260 | 2x10 | Wood construction, walls, 2x10 | LF | 8.5
061100101270 | 2x12 | Wood construction, walls, 2x12 | LF | 9.55
061100101280 | Ceilings
061100101290 | 2x4 | Wood construction, ceilings, 2x4 | LF | 6.18
061100101300 | 2x6 | Wood construction, ceilings, 2x6 | LF | 7.44
061100101310 | 2x8 | Wood construction, ceilings, 2x8 | LF | 8.41
061100101320 | 2x10 | Wood construction, ceilings, 2x10 | LF | 9.48
061100101330 | 2x12 | Wood construction, ceilings, 2x12 | LF | 10.7
061100200000 | CEILING FRAMING | CEILING FRAMING
061100201000 | Ceiling joists
061100201010 | 12" o.c.
061100201020 | 2x4 | Ceiling joists, 12" oc, 2x4 | SF | 3.02
061100201030 | 2x6 | Ceiling joists, 12" oc, 2x6 | SF | 3.65
061100201040 | 2x8 | Ceiling joists, 12" oc, 2x8 | SF | 4.27
061100201050 | 2x10 | Ceiling joists, 12" oc, 2x10 | SF | 4.93
061100201060 | 2x12 | Ceiling joists, 12" oc, 2x12 | SF | 5.67
061100201070 | 16" o.c.
061100201080 | 2x4 | Ceiling joists, 16" oc, 2x4 | SF | 2.61
061100201090 | 2x6 | Ceiling joists, 16" oc, 2x6 | SF | 2.84
061100201100 | 2x8 | Ceiling joists, 16" oc, 2x8 | SF | 3.3
061100201110 | 2x10 | Ceiling joists, 16" oc, 2x10 | SF | 3.77
061100201120 | 2x12 | Ceiling joists, 16" oc, 2x12 | SF | 4.3
061100201130 | 24" o.c.
061100201140 | 2x4 | Ceiling joists, 24" oc, 2x4 | SF | 1.84
061100201150 | 2x6 | Ceiling joists, 24" oc, 2x6 | SF | 2.18
061100201160 | 2x8 | Ceiling joists, 24" oc, 2x8 | SF | 2.51
061100201170 | 2x10 | Ceiling joists, 24" oc, 2x10 | SF | 2.84
061100201180 | 2x12 | Ceiling joists, 24" oc, 2x12 | SF | 3.23
061100201200 | Headers and nailers
061100201210 | 2x4 | Headers and nailers, 2x4 | LF | 3.71
061100201220 | 2x6 | Headers and nailers, 2x6 | LF | 4.33
061100201230 | 2x8 | Headers and nailers, 2x8 | LF | 5.04
061100201240 | 2x10 | Headers and nailers, 2x10 | LF | 5.81
061100201250 | 2x12 | Headers and nailers, 2x12 | LF | 6.67
061100201300 | Sister joists for ceilings
061100201310 | 2x4 | Sister joists for ceilings, 2x4 | LF | 6.91
061100201320 | 2x6 | Sister joists for ceilings, 2x6 | LF | 8.42
061100201330 | 2x8 | Sister joists for ceilings, 2x8 | LF | 10.3
061100201340 | 2x10 | Sister joists for ceilings, 2x10 | LF | 12.89
061100201350 | 2x12 | Sister joists for ceilings, 2x12 | LF | 16.89
061100300000 | FLOOR FRAMING | FLOOR FRAMING
061100301000 | Floor joists
061100301010 | 12" o.c.
061100301020 | 2x6 | Floor joists, 12" oc, 2x6 | SF | 3.24
061100301030 | 2x8 | Floor joists, 12" oc, 2x8 | SF | 3.79
061100301040 | 2x10 | Floor joists, 12" oc, 2x10 | SF | 4.36
061100301050 | 2x12 | Floor joists, 12" oc, 2x12 | SF | 5.04
061100301060 | 2x14 | Floor joists, 12"oc, 2x14 | SF | 5.5
061100301070 | 3x6 | Floor joists, 12" oc, 3x6 | SF | 5.86
061100301080 | 3x8 | Floor joists, 12" oc, 3x8 | SF | 7.28
061100301090 | 3x10 | Floor joists, 12" oc, 3x10 | SF | 8.74
061100301100 | 3x12 | Floor joists, 12" oc, 3x12 | SF | 10.2
061100301120 | 3x14 | Floor joists, 12" oc, 3x14 | SF | 11.67
061100301130 | 4x6 | Floor joists, 12" oc, 4x6 | SF | 5.33
061100301140 | 4x8 | Floor joists, 12" oc, 4x8 | SF | 6.62
061100301150 | 4x10 | Floor joists, 12" oc, 4x10 | SF | 7.91
061100301160 | 4x12 | Floor joists, 12" oc, 4x12 | SF | 9.21
061100301170 | 4x14 | Floor joists, 12" oc, 4x14 | SF | 10.52
061100301180 | 16" o.c.
061100301190 | 2x6 | Floor joists, 16" oc, 2x6 | SF | 2.56
061100301200 | 2x8 | Floor joists, 16" oc, 2x8 | SF | 2.99
061100301220 | 2x10 | Floor joists, 16" oc, 2x10 | SF | 3.4
061100301230 | 2x12 | Floor joists, 16" oc, 2x12 | SF | 3.9
061100301240 | 2x14 | Floor joists, 16" oc, 2x14 | SF | 4.35
061100301250 | 3x6 | Floor joists, 16" oc, 3x6 | SF | 3.39
061100301260 | 3x8 | Floor joists, 16" oc, 3x8 | SF | 4.1
061100301270 | 3x10 | Floor joists, 16" oc, 3x10 | SF | 4.81
061100301280 | 3x12 | Floor joists, 16" oc, 3x12 | SF | 5.53
061100301290 | 3x14 | Floor joists, 16" oc, 3x14 | SF | 6.26
061100301300 | 4x6 | Floor joists, 16" oc, 4x6 | SF | 4.05
061100301310 | 4x8 | Floor joists, 16" oc, 4x8 | SF | 4.98
061100301320 | 4x10 | Floor joists, 16" oc, 4x10 | SF | 5.91
061100301330 | 4x12 | Floor joists, 16" oc, 4x12 | SF | 6.85
061100301340 | 4x14 | Floor joists, 16" oc, 4x14 | SF | 7.8
061100302000 | Sister joists for floors
061100302010 | 2x4 | Sister joists, floor, 2x4 | LF | 6.18
061100302020 | 2x6 | Sister joists, floor, 2x6 | LF | 7.44
061100302030 | 2x8 | Sister joists, floor, 2x8 | LF | 8.94
061100302040 | 2x10 | Sister joists, floor, 2x10 | LF | 10.84
061100302050 | 2x12 | Sister joists, floor, 2x12 | LF | 13.49
061100302060 | 3x6 | Sister joists, floor, 3x6 | LF | 12.3
061100302070 | 3x8 | Sister joists, floor, 3x8 | LF | 14.59
061100302080 | 3x10 | Sister joists, floor, 3x10 | LF | 17.11
061100302090 | 3x12 | Sister joists, floor, 3x12 | LF | 19.94
061100302100 | 4x6 | Sister joists, floor, 4x6 | LF | 11.81
061100302110 | 4x8 | Sister joists, floor, 4x8 | LF | 13.93
061100302120 | 4x10 | Sister joists, floor, 4x10 | LF | 16.28
061100302130 | 4x12 | Sister joists, floor, 4x12 | LF | 18.95
061100303000 | Plywood Web Joists, 16" o.c.
061100303010 | 3/8" plywood web and 1-3/4" top & bottom chord
061100303020 | 9-1/2" depth | Plywood Web Joists, 16" o.c., 9-1/2" depth | SF | 3.82
061100303030 | 11-7/8" depth | Plywood Web Joists, 16" o.c., 11-7/8" depth | SF | 4.12
061100303040 | 14" depth | Plywood Web Joists, 16" o.c., 14" depth | SF | 4.88
061100303050 | 16" depth | Plywood Web Joists, 16" o.c., 16" depth | SF | 6.64
061100303100 | Wood Trussed Floor Joists
061100303110 | 2" x 4" chord and truss members
061100303130 | 11-1/4" depth | Wood Trussed Joists, 2 X 4 chords, 11-1/4" depth | SF | 7.38
061100303140 | 14" depth | Wood Trussed Joists, 2 X 4 chords, 14" depth | SF | 7.97
061100303150 | 16" depth | Wood Trussed Joists, 2 X 4 chords, 16" depth | SF | 8.37
061100303160 | 18" depth | Wood Trussed Joists, 2 X 4 chords, 18" depth | SF | 8.97
061100400000 | FURRING | FURRING
061100401100 | Furring, wood strips
061100401102 | Walls
061100401105 | On masonry or concrete walls
061100401107 | 1x2 furring
061100401110 | 12" o.c. | Furring, wood, walls on masonry, 1x2, 12" oc | SF | 3.02
061100401120 | 16" o.c. | Furring, wood, walls on masonry, 1x2, 16" oc | SF | 2.69
061100401130 | 24" o.c. | Furring, wood, walls on masonry, 1x2, 24" oc | SF | 2.38
061100401135 | 1x3 furring
061100401140 | 12" o.c. | Furring, wood, walls on masonry, 1x3, 12" oc | SF | 3.25
061100401150 | 16" o.c. | Furring, wood, walls on masonry, 1x3, 16" oc | SF | 2.86
061100401160 | 24" o.c. | Furring, wood, walls on masonry, 1x3, 24" oc | SF | 2.5
061100401165 | On wood walls
061100401167 | 1x2 furring
061100401170 | 12" o.c. | Furring, wood, walls on wood, 1x2, 12" oc | SF | 2.28
061100401180 | 16" o.c. | Furring, wood, walls on wood, 1x2, 16" oc | SF | 1.99
061100401190 | 24" o.c. | Furring, wood, walls on wood, 1x2, 24" oc | SF | 1.72
061100401195 | 1x3 furring
061100401200 | 12" o.c. | Furring, wood, walls on wood, 1x3, 12" oc | SF | 2.51
061100401210 | 16" o.c. | Furring, wood, walls on wood, 1x3, 16" oc | SF | 2.16
061100401220 | 24" o.c. | Furring, wood, walls on wood, 1x3, 24" oc | SF | 1.84
061100401224 | Ceilings
061100401226 | On masonry or concrete ceilings
061100401228 | 1x2 furring
061100401230 | 12" o.c. | Furring ceilings, on masonry, 1x2, 12" oc | SF | 5
061100401240 | 16" o.c. | Furring ceilings, on masonry, 1x2, 16" oc | SF | 4.44
061100401250 | 24" o.c. | Furring ceilings, on masonry, 1x2, 24" oc | SF | 3.95
061100401254 | 1x3 furring
061100401260 | 12" o.c. | Furring, ceilings, on masonry, 1x3, 12" oc | SF | 5.23
061100401270 | 16" o.c. | Furring ceilings, on masonry, 1x3, 16" oc | SF | 4.61
061100401280 | 24" o.c. | Furring ceilings, on masonry, 1x3, 24" oc | SF | 4.07
061100401286 | On wood ceilings
061100401288 | 1x2 furring
061100401290 | 12" o.c. | Furring ceilings, on wood, 1x2, 12" oc | SF | 3.49
061100401300 | 16" o.c. | Furring ceilings, on wood, 1x2, 16" oc | SF | 3.08
061100401310 | 24" o.c. | Furring ceilings, on wood, 1x2, 24" oc | SF | 2.71
061100401316 | 1x3
061100401320 | 12" o.c. | Furring, ceilings, on wood, 1x3, 12" oc | SF | 3.72
061100401330 | 16" o.c. | Furring, ceilings, on wood, 1x3, 16" oc | SF | 3.25
061100401340 | 24" o.c. | Furring, ceilings, on wood, 1x3, 24" oc | SF | 2.83
061100500000 | ROOF FRAMING | ROOF FRAMING
061100501000 | Roof framing
061100501005 | Rafters, gable end
061100501008 | 0-2 pitch (flat to 2-in-12)
061100501010 | 12" o.c.
061100501020 | 2x4 | Roof framing, raft, gable end, 12" oc, 0-2 pit, 2x4 | SF | 2.77
061100501030 | 2x6 | Roof framing, raft, gable end, 12" oc, 0-2 pit, 2x6 | SF | 3.38
061100501040 | 2x8 | Roof framing, raft, gable end, 12" oc, 0-2 pit, 2x8 | SF | 3.98
061100501050 | 2x10 | Roof framing, raft, gable end, 12" oc, 0-2 pit, 2x10 | SF | 4.61
061100501060 | 2x12 | Roof framing, raft, gable end, 12" oc, 0-2 pit, 2x12 | SF | 5.31
061100501070 | 16" o.c.
061100501080 | 2x6 | Roof framing, raft, gable end, 16" oc, 0-2 pit, 2x6 | SF | 2.66
061100501090 | 2x8 | Roof framing, raft, gable end, 16" oc, 0-2 pit, 2x8 | SF | 3.11
061100501100 | 2x10 | Roof framing, raft, gable end, 16" oc, 0-2 pit, 2x10 | SF | 3.57
061100501110 | 2x12 | Roof framing, raft, gable end, 16" oc, 0-2 pit, 2x12 | SF | 4.08
061100501120 | 24" o.c.
061100501130 | 2x6 | Roof framing, raft, gable end, 24" oc, 0-2 pit, 2x6 | SF | 2.04
061100501140 | 2x8 | Roof framing, raft, gable end, 24" oc, 0-2 pit, 2x8 | SF | 2.35
061100501150 | 2x10 | Roof framing, raft, gable end, 24" oc, 0-2 pit, 2x10 | SF | 2.65
061100501160 | 2x12 | Roof framing, raft, gable end, 24" oc, 0-2 pit, 2x12 | SF | 2.99
061100501165 | 4-6 pitch (4-in-12 to 6-in-12)
061100501170 | 12" o.c.
061100501175 | 2x4 | Roof framing, raft, gable end, 12" oc, 4-6 pit, 2x4 | SF | 2.85
061100501180 | 2x6 | Roof framing, raft, gable end, 12" oc, 4-6 pit, 2x6 | SF | 3.46
061100501190 | 2x8 | Roof framing, raft, gable end, 12" oc, 4-6 pit, 2x8 | SF | 4.07
061100501200 | 2x10 | Roof framing, raft, gable end, 12" oc, 4-6 pit, 2x10 | SF | 4.71
061100501210 | 2x12 | Roof framing, raft, gable end, 12" oc, 4-6 pit, 2x12 | SF | 5.41
061100501220 | 16" o.c.
061100501230 | 2x6 | Roof framing, raft, gable end, 16" oc, 4-6 pit, 2x6 | SF | 2.71
061100501240 | 2x8 | Roof framing, raft, gable end, 16" oc, 4-6 pit, 2x8 | SF | 3.17
061100501250 | 2x10 | Roof framing, raft, gable end, 16" oc, 4-6 pit, 2x10 | SF | 3.64
061100501260 | 2x12 | Roof framing, raft, gable end, 16" oc, 4-6 pit, 2x12 | SF | 4.14
061100501270 | 24" o.c.
061100501280 | 2x6 | Roof framing, raft, gable end, 24" oc, 4-6 pit, 2x6 | SF | 2.08
061100501290 | 2x8 | Roof framing, raft, gable end, 24" oc, 4-6 pit, 2x8 | SF | 2.39
061100501300 | 2x10 | Roof framing, raft, gable end, 24" oc, 4-6 pit, 2x10 | SF | 2.74
061100501310 | 2x12 | Roof framing, raft, gable end, 24" oc, 4-6 pit, 2x12 | SF | 3.2
061100501315 | 8-12 pitch (8-in-12 to 12-in-12)
061100501320 | 12" o.c.
061100501330 | 2x4 | Roof framing, raft, gable end, 12" oc, 8-12 pit, 2x4 | SF | 3.01
061100501340 | 2x6 | Roof framing, raft, gable end, 12" oc, 8-12 pit, 2x6 | SF | 3.67
061100501350 | 2x8 | Roof framing, raft, gable end, 12" oc, 8-12 pit, 2x8 | SF | 4.34
061100501360 | 2x10 | Roof framing, raft, gable end, 12" oc, 8-12 pit, 2x10 | SF | 5.02
061100501370 | 2x12 | Roof framing, raft, gable end, 12" oc, 8-12 pit, 2x12 | SF | 5.79
061100501380 | 16" o.c.
061100501390 | 2x6 | Roof framing, raft, gable end, 16" oc, 8-12 pit, 2x6 | SF | 2.86
061100501400 | 2x8 | Roof framing, raft, gable end, 16" oc, 8-12 pit, 2x8 | SF | 3.36
061100501410 | 2x10 | Roof framing, raft, gable end, 16" oc, 8-12 pit, 2x10 | SF | 3.86
061100501420 | 2x12 | Roof framing, raft, gable end, 16" oc, 8-12 pit, 2x12 | SF | 4.42
061100501430 | 24" o.c.
061100501440 | 2x6 | Roof framing, raft, gable end, 24" oc, 8-12 pit, 2x6 | SF | 2.19
061100501450 | 2x8 | Roof framing, raft, gable end, 24" oc, 8-12 pit, 2x8 | SF | 2.51
061100501460 | 2x10 | Roof framing, raft, gable end, 24" oc, 8-12 pit, 2x10 | SF | 2.85
061100501470 | 2x12 | Roof framing, raft, gable end, 24" oc, 8-12 pit, 2x12 | SF | 3.22
061100502000 | Ridge boards
061100502010 | 2x6 | Roof ridge board, 2 x 6 | LF | 5.69
061100502020 | 2x8 | Roof ridge board, 2 x 8 | LF | 6.66
061100502030 | 2x10 | Roof ridge board, 2 x 10 | LF | 7.77
061100502040 | 2x12 | Roof ridge board, 2 x 12 | LF | 9.1
061100503000 | Hip rafters
061100503010 | 2x6 | Hip rafter, 2 x 6 | LF | 4.52
061100503020 | 2x8 | Hip rafter, 2 x 8 | LF | 5.15
061100503030 | 2x10 | Hip rafter, 2 x 10 | LF | 5.81
061100503040 | 2x12 | Hip rafter, 2 x 12 | LF | 6.53
061100503180 | Jack rafters
061100503190 | 4-6 pitch (4-in-12 to 6-in-12)
061100503200 | 16" o.c.
061100503210 | 2x6 | Jack rafters, 4-6 pitch, 16" oc, 2x6 | SF | 3.61
061100503220 | 2x8 | Jack rafters, 4-6 pitch, 16" oc, 2x8 | SF | 4.08
061100503230 | 2x10 | Jack rafters, 4-6 pitch, 16" oc, 2x10 | SF | 4.64
061100503240 | 2x12 | Jack rafters, 4-6 pitch, 16" oc, 2x12 | SF | 5.17
061100503250 | 24" o.c.
061100503260 | 2x6 | Jack rafters, 4-6 pitch, 24" oc, 2x6 | SF | 2.66
061100503270 | 2x8 | Jack rafters, 4-6 pitch, 24" oc, 2x8 | SF | 2.97
061100503280 | 2x10 | Jack rafters, 4-6 pitch, 24" oc, 2x10 | SF | 3.33
061100503290 | 2x12 | Jack rafters, 4-6 pitch, 24" oc, 2x12 | SF | 3.68
061100503295 | 8-12 pitch (8-in-12 to 12-in-12)
061100503300 | 16" o.c.
061100503310 | 2x6 | Jack rafters, 8-12 pitch, 16" oc, 2x6 | SF | 3.85
061100503320 | 2x8 | Jack rafters, 8-12 pitch, 16" oc, 2x8 | SF | 4.36
061100503330 | 2x10 | Jack rafters, 8-12 pitch, 16" oc, 2x10 | SF | 4.89
061100503340 | 2x12 | Jack rafters, 8-12 pitch, 16" oc, 2x12 | SF | 5.46
061100503350 | 24" o.c.
061100503360 | 2x6 | Jack rafters, 8-12 pitch, 24" oc, 2x6 | SF | 2.82
061100503370 | 2x8 | Jack rafters, 8-12 pitch, 24" oc, 2x8 | SF | 3.15
061100503380 | 2x10 | Jack rafters, 8-12 pitch, 24" oc, 2x10 | SF | 3.49
061100503390 | 2x12 | Jack rafters, 8-12 pitch, 24" oc, 2x12 | SF | 3.86
061100504980 | Sister rafters
061100505000 | 2x4 | Roof framing, sister rafters, 2x4 | LF | 6.91
061100505010 | 2x6 | Roof framing, sister rafters, 2x6 | LF | 8.42
061100505020 | 2x8 | Roof framing, sister rafters, 2x8 | LF | 10.3
061100505030 | 2x10 | Roof framing, sister rafters, 2x10 | LF | 12.89
061100505040 | 2x12 | Roof framing, sister rafters, 2x12 | LF | 16.89
061100505050 | Fascia boards
061100505060 | 2x4 | Fascia board, 2 x 4 | LF | 5.26
061100505070 | 2x6 | Fascia board, 2 x 6 | LF | 5.85
061100505080 | 2x8 | Fascia board, 2 x 8 | LF | 6.88
061100505090 | 2x10 | Fascia board, 2 x 10 | LF | 7.48
061100505100 | 2x12 | Fascia board, 2 x 12 | LF | 8.63
061100507980 | Cant strips
061100507985 | Fiber
061100508000 | 3x3 | Cant strip, fiber, 3 x 3 | LF | 3.18
061100508020 | 4x4 | Cant strip, fiber, 4 x 4 | LF | 3.66
061100508030 | Wood
061100508040 | 3x3 | Cant strip, wood, 3 x 3 | LF | 6.85
061100600000 | SLEEPERS | SLEEPERS
061100600960 | Sleepers, over concrete
061100600980 | 12" o.c.
061100601000 | 1x2 | Sleepers, over concrete, 12" oc, 1x2 | SF | 2.33
061100601020 | 1x3 | Sleepers, over concrete, 12" oc, 1x3 | SF | 2.64
061100601060 | 2x4 | Sleepers, over concrete, 12" oc, 2x4 | SF | 3.35
061100601080 | 2x6 | Sleepers, over concrete, 12" oc, 2x6 | SF | 4.01
061100601090 | 16" o.c.
061100601100 | 1x2 | Sleepers, over concrete, 16" oc, 1x2 | SF | 1.99
061100601120 | 1x3 | Sleepers, over concrete, 16" oc, 1x3 | SF | 2.16
061100601140 | 2x4 | Sleepers, over concrete, 16" oc, 2x4 | SF | 2.76
061100601160 | 2x6 | Sleepers, over concrete, 16" oc, 2x6 | SF | 3.25
061100700000 | SOFFITS | SOFFITS
061100700980 | Soffit framing
061100701000 | 2x3 | Soffit framing, 2 x 3 | LF | 6.65
061100701020 | 2x4 | Soffit framing, 2 x 4 | LF | 7.37
061100701030 | 2x6 | Soffit framing, 2 x 6 | LF | 8.42
061100701040 | 2x8 | Soffit framing, 2 x 8 | LF | 9.56
061100800000 | WALL FRAMING | WALL FRAMING
061100800960 | Framing wall, studs
061100800980 | 12" o.c.
061100801000 | 2x3 | Framing, wall studs, 12" oc, 2 x 3 | SF | 2.31
061100801040 | 2x4 | Framing, wall studs, 12" oc, 2 x 4 | SF | 2.58
061100801080 | 2x6 | Framing, wall studs, 12" oc, 2 x 6 | SF | 3.24
061100801100 | 2x8 | Framing, wall studs, 12" oc, 2 x 8 | SF | 3.82
061100801110 | 16" o.c.
061100801120 | 2x3 | Framing, wall studs, 16" oc, 2 x 3 | SF | 1.88
061100801140 | 2x4 | Framing, wall studs, 16" oc, 2 x 4 | SF | 2.08
061100801150 | 2x6 | Framing, wall studs, 16" oc, 2 x 6 | SF | 2.56
061100801160 | 2x8 | Framing, wall studs, 16" oc, 2 x 8 | SF | 3
061100801165 | 24" o.c.
061100801170 | 2x3 | Framing wall, studs, 24" oc, 2 x 3 | SF | 1.51
061100801180 | 2x4 | Framing, wall studs, 24" oc, 2 x 4 | SF | 1.64
061100801190 | 2x6 | Framing, wall studs, 24" oc, 2 x 6 | SF | 1.97
061100801200 | 2x8 | Framing, wall studs, 24" oc, 2 x 8 | SF | 2.26
061100801480 | Plates, top or bottom
061100801500 | 2x3 | Framing, plates, top or bottom, 2 x 3 | LF | 3.21
061100801510 | 2x4 | Framing, plates, top or bottom, 2 x 4 | LF | 3.63
061100801520 | 2x6 | Framing, plates, top or bottom, 2 x 6 | LF | 4.33
061100801530 | 2x8 | Framing, plates, top or bottom, 2 x 8 | LF | 5.04
061100802000 | Headers, door or window
061100802005 | 2x6
061100802008 | Single
061100802010 | 3' long | Framing, header, single, 2 x 6, 3' long | EA | 45.68
061100802020 | 6' long | Framing, header, single, 2 x 6, 6' long | EA | 60.7
061100802025 | Double
061100802030 | 3' long | Headers, door or window, 2x6, double, 3' long | EA | 55.02
061100802040 | 6' long | Headers, door or window, 2x6, double, 6' long | EA | 77.57
061100802044 | 2x8
061100802046 | Single
061100802050 | 4' long | Framing, header, single, 2 x 8, 4' long | EA | 59.62
061100802060 | 8' long | Framing, header, single, 2 x 8, 8' long | EA | 79.91
061100802065 | Double
061100802070 | 4' long | Headers, door or window, 2x8, double, 4' long | EA | 75.41
061100802080 | 8' long | Headers, door or window, 2x8, double, 8' long | EA | 108
061100802085 | 2x10
061100802088 | Single
061100802090 | 5' long | Framing, header, single, 2 x 10, 5' long | EA | 76.24
061100802100 | 10' long | Framing, header, single, 2 x 10, 10' long | EA | 108
061100802110 | Double
061100802120 | 5' long | Headers, door or window, 2x10, double, 5' long | EA | 94.79
061100802130 | 10' long | Headers, door or window, 2x10, double, 10' long | EA | 135
061100802134 | 2x12
061100802138 | Single
061100802140 | 6' long | Framing, header, single, 2 x 12, 6' long | EA | 82.07
061100802150 | 12' long | Framing, header, single, 2 x 12, 12' long | EA | 120
061100802155 | Double
061100802160 | 6' long | Framing, header, double, 2 x 12, 6' long | EA | 113
061100802170 | 12' long | Framing, header, double, 2 x 12, 12' long | EA | 167
061300000000 | TIMBER
061300100000 | HEAVY TIMBER | HEAVY TIMBER
061300101000 | Mill framed structures
061300101010 | Beams to 20' long
061300101020 | Douglas fir
061300101040 | 6x8 | Mill framing, beam, douglas fir, 6 x 8 | LF | 24.38
061300101042 | 6x10 | Mill framing, beam, douglas fir, 6 x 10 | LF | 28.16
061300101044 | 6x12 | Mill framing, beam, douglas fir, 6 x 12 | LF | 32.39
061300101046 | 6x14 | Mill framing, beam, douglas fir, 6 x 14 | LF | 36.26
061300101048 | 6x16 | Mill framing, beam, douglas fir, 6 x 16 | LF | 40.17
061300101060 | 8x10 | Mill framing, beam, douglas fir, 8 x 10 | LF | 33.85
061300101070 | 8x12 | Mill framing, beam, douglas fir, 8 x 12 | LF | 39.21
061300101080 | 8x14 | Mill framing, beam, douglas fir, 8 x 14 | LF | 44.21
061300101090 | 8x16 | Mill framing, beam, douglas fir, 8 x 16 | LF | 49.27
061300101200 | Southern yellow pine
061300101220 | 6x8 | Mill framing, beam, so yellow pine, 6 x 8 | LF | 21.31
061300101222 | 6x10 | Mill framing, beam, so yellow pine, 6 x 10 | LF | 23.96
061300101224 | 6x12 | Mill framing, beam, so yellow pine, 6 x 12 | LF | 28.36
061300101226 | 6x14 | Mill framing, beam, so yellow pine, 6 x 14 | LF | 31.21
061300101228 | 6x16 | Mill framing, beam, so yellow pine, 6 x 16 | LF | 33.75
061300101240 | 8x10 | Mill framing, beam, so yellow pine, 8 x 10 | LF | 28.53
061300101242 | 8x12 | Mill framing, beam, so yellow pine, 8 x 12 | LF | 33.11
061300101244 | 8x14 | Mill framing, beam, so yellow pine, 8 x 14 | LF | 36.66
061300101246 | 8x16 | Mill framing, beam, so yellow pine, 8 x 16 | LF | 40.88
061300101380 | Columns to 12' high
061300101400 | Douglas fir
061300101420 | 6x6 | Mill framing, column, douglas fir, 6 x 6 | LF | 26.45
061300101440 | 8x8 | Mill framing, column, douglas fir, 8 x 8 | LF | 33.83
061300101460 | 10x10 | Mill framing, column, douglas fir, 10 x 10 | LF | 48.88
061300101480 | 12x12 | Mill framing, column, douglas fir, 12 x 12 | LF | 56.27
061300101500 | Southern yellow pine
061300101520 | 6x6 | Mill framing, column, so yellow pine, 6 x 6 | LF | 24.36
061300101540 | 8x8 | Mill framing, column, so yellow pine, 8 x 8 | LF | 29.98
061300101560 | 10x10 | Mill framing, column, so yellow pine, 10 x 10 | LF | 39.46
061300101580 | 12x12 | Mill framing, column, so yellow pine, 12 x 12 | LF | 47.99
061300102000 | Posts, treated
061300102100 | 4x4 | Posts, treated, 4 x 4 | LF | 6.14
061300102120 | 6x6 | Posts, treated, 6 x 6 | LF | 12.43
061500000000 | WOOD DECKING
061500100000 | WOOD DECKING | WOOD DECKING
061500100090 | Decking, T&G solid
061500100095 | Cedar
061500100100 | 3" thick | Wood decking, T&G, cedar, 3 thick | SF | 17.21
061500100120 | 4" thick | Wood decking, T&G, cedar, 4" thick | SF | 21.13
061500101030 | Fir
061500101040 | 3" thick | Wood decking, T&G, fir, 3" thick | SF | 8.68
061500101060 | 4" thick | Wood decking, T&G, fir, 4" thick | SF | 10.23
061500101080 | Southern yellow pine
061500102000 | 3" thick | Wood decking, T&G, so yellow pine, 3" thick | SF | 8.97
061500102020 | 4" thick | Wood decking, T&G, so yellow pine, 4" thick | SF | 9.54
061500103120 | White pine
061500103140 | 3" thick | Wood decking, T&G, white pine, 3" thick | SF | 10.1
061500103160 | 4" thick | Wood decking, T&G, white pine, 4" thick | SF | 13.08
061500105010 | Residential decking
061500105030 | Framing, treated lumber
061500105050 | 12" o.c.
061500105070 | 2x6 | Deck joists, 12" oc, 2x6, pressure treated | SF | 4.02
061500105100 | 2x8 | Deck joists, 12" oc, 2x8, pressure treated | SF | 4.8
061500105150 | 2x10 | Deck joists, 12" oc, 2x10, pressure treated | SF | 5.56
061500105200 | 2x12 | Deck joists, 12" oc, 2x12, pressure treated | SF | 6.4
061500105250 | 16" o.c.
061500105300 | 2x6 | Deck joists, 16" oc, 2x6, pressure treated | SF | 3.16
061500105350 | 2x8 | Deck joists, 16" oc, 2x8, pressure treated | SF | 3.74
061500105400 | 2x10 | Deck joists, 16" oc, 2x10, pressure treated | SF | 4.32
061500105450 | 2x12 | Deck joists, 16" oc, 2x12, pressure treated | SF | 4.94
061500105500 | 24" o.c.
061500105550 | 2x6 | Deck joists, 24" oc, 2x6, pressure treated | SF | 2.64
061500105600 | 2x8 | Deck joists, 24" oc, 2x8, pressure treated | SF | 3.07
061500105650 | 2x10 | Deck joists, 24" oc, 2x10, pressure treated | SF | 3.54
061500105700 | 2x12 | Deck joists, 24" oc, 2x12, pressure treated | SF | 4.02
061500105900 | Wood Posts, 4x4
061500105920 | 4' high | Deck posts, 4x4, pressure treated, 4' high | EA | 52.64
061500105960 | 6' high | Deck posts, 4x4, pressure treated, 6' high | EA | 72.14
061500106000 | Wood Decking
061500106010 | Treated, Southern Yellow Pine
061500106050 | 5/4x6 | Wood decking, treated, SYP, 5/4x6 | SF | 11.16
061500106100 | 2x4 | Wood decking, treated, SYP, 2x4 | SF | 12.93
061500106150 | 2x6 | Wood decking, treated, SYP, 2x6 | SF | 11.73
061500106400 | Redwood/Cedar
061500106450 | 1x6 | Wood decking, redwood/cedar, 1x6 | SF | 14.79
061500106500 | 2x4 | Wood decking, redwood/cedar, 2x4 | SF | 18.08
061500106550 | 2x6 | Wood decking, redwood/cedar, 2x6 | SF | 17.01
061500108650 | Railing, 2x4 rails, 2x2 balusters
061500108700 | Redwood/cedar | Deck railings, 2x4 with 2x2 balusters, redwood | LF | 29.01
061500108750 | SYP treated lumber | Deck railings, 2x4 with 2x2 balusters, treated | LF | 23.44
061500108800 | For composites see Division 06448
061600000000 | SHEATHING
061600100000 | FLOOR SHEATHING | FLOOR SHEATHING
061600101980 | Sub-flooring, plywood, CDX
061600102000 | 1/2" thick | Sub-flooring, plywood, CDX, 1/2" thick | SF | 1.84
061600102020 | 5/8" thick | Sub-flooring, plywood, CDX, 5/8" thick | SF | 2.11
061600102080 | 3/4" thick | Sub-flooring, plywood, CDX, 3/4" thick | SF | 2.46
061600102090 | Structural plywood
061600102100 | 1/2" thick | Sub-flooring, structural plywood, 1/2" thick | SF | 2.3
061600102120 | 5/8" thick | Sub-flooring, structural plywood, 5/8" thick | SF | 2.61
061600102140 | 3/4" thick | Sub-flooring, structural plywood, 3/4" thick | SF | 2.96
061600103100 | Board type sub-flooring
061600103105 | 1x6
061600103110 | Minimum | Board type subflooring, 1x6, minimum | SF | 3.47
061600103115 | Maximum | Board type subflooring, 1x6, maximum | SF | 3.97
061600103117 | 1x8
061600103120 | Minimum | Board type subflooring, 1x8, minimum | SF | 3.92
061600103140 | Maximum | Board type subflooring, 1x8, maximum | SF | 4.5
061600103150 | 1x10
061600103160 | Minimum | Board type subflooring, 1x10, minimum | SF | 4.39
061600103180 | Maximum | Board type subflooring, 1x10, maximum | SF | 5.06
061600105990 | Underlayment
061600106000 | Hardboard, 1/4" tempered | Underlayment, hardboard, 1/4" tempered | SF | 2.59
061600106010 | Plywood, CDX
061600106020 | 3/8" thick | Underlayment, plywood, 3/8" thick | SF | 1.74
061600106040 | 1/2" thick | Underlayment, plywood, 1/2" thick | SF | 1.91
061600106060 | 5/8" thick | Underlayment, plywood, 5/8" thick | SF | 2.11
061600106080 | 3/4" thick | Underlayment, plywood, 3/4" thick | SF | 2.36
061600200000 | ROOF SHEATHING | ROOF SHEATHING
061600200080 | Sheathing
061600200090 | Plywood, CDX
061600201000 | 3/8" thick | Roof sheathing, plywood, CDX, 3/8" thick | SF | 1.78
061600201020 | 1/2" thick | Roof sheathing, plywood, CDX, 1/2" thick | SF | 1.91
061600201040 | 5/8" thick | Roof sheathing, plywood, CDX, 5/8" thick | SF | 2.11
061600201060 | 3/4" thick | Roof sheathing, plywood, CDX, 3/4" thick | SF | 2.36
061600201080 | Structural plywood
061600202040 | 3/8" thick | Roof sheathing, waferboard, 3/8" thick | SF | 1.5
061600202060 | 1/2" thick | Roof sheathing, waferboard, 1/2" thick | SF | 1.79
061600202080 | 5/8" thick | Roof sheathing, waferboard, 5/8" thick | SF | 2.05
061600202100 | 3/4" thick | Roof sheathing, waferboard, 3/4" thick | SF | 2.3
061600300000 | WALL SHEATHING | WALL SHEATHING
061600300980 | Sheathing
061600300990 | Plywood, CDX
061600301000 | 3/8" thick | Wall sheathing, plywood, CDX, 3/8" thick | SF | 1.93
061600301020 | 1/2" thick | Wall sheathing, plywood, CDX, 1/2" thick | SF | 2.08
061600301040 | 5/8" thick | Wall sheathing, plywood, CDX, 5/8" thick | SF | 2.3
061600301060 | 3/4" thick | Wall sheathing, plywood, CDX, 3/4" thick | SF | 2.59
061600303000 | Waferboard
061600303020 | 3/8" thick | Wall sheathing, waferboard, 3/8" thick | SF | 1.65
061600303040 | 1/2" thick | Wall sheathing, waferboard, 1/2" thick | SF | 1.96
061600303060 | 5/8" thick | Wall sheathing, waferboard, 5/8" thick | SF | 2.24
061600303080 | 3/4" thick | Wall sheathing, waferboard, 3/4" thick | SF | 2.53
061600304100 | Structural plywood
061600304120 | 3/8" thick | Wall sheathing, structural plywood, 3/8" thick | SF | 2.31
061600304140 | 1/2" thick | Wall sheathing, structural plywood, 1/2" thick | SF | 2.54
061600304160 | 5/8" thick | Wall sheathing, structural plywood, 5/8" thick | SF | 2.8
061600304180 | 3/4" thick | Wall sheathing, structural plywood, 3/4" thick | SF | 3.19
061600307000 | Gypsum, 1/2" thick | Wall sheathing, gypsum, 1/2" thick | SF | 1.88
061600307010 | 5/8" thick | Wall sheathing, gypsum, 5/8" thick | SF | 2.21
061600308000 | Asphalt impregnated fiberboard, 1/2" thick | Wall sheathing, asphalt impreg fiberboard, 1/2" thk | SF | 2.33
061700000000 | TRUSSES
061753100000 | WOOD TRUSSES | WOOD TRUSSES
061753100960 | Truss, fink, 2x4 members
061753100980 | 3-in-12 slope
061753101000 | 24' span | Truss, fink, 2 x 4 members, 3 pitch, 24' span | EA | 317
061753101020 | 26' span | Truss, fink, 2 x 4 members, 3 pitch, 26' span | EA | 328
061753101021 | 28' span | Truss, fink, 2 x 4 members, 3 pitch, 28' span | EA | 355
061753101022 | 30' span | Truss, fink, 2 x 4 members, 3 pitch, 30' span | EA | 362
061753101024 | 34' span | Truss, fink, 2 x 4 members, 3 pitch, 34' span | EA | 378
061753101025 | 38' span | Truss, fink, 2 x 4 members, 3 pitch, 38' span | EA | 383
061753101030 | 5-in-12 slope
061753101040 | 24' span | Truss, fink, 2 x 4 members, 5 pitch, 24' span | EA | 331
061753101050 | 28' span | Truss, fink, 2 x 4 members, 5 pitch, 28' span | EA | 350
061753101055 | 30' span | Truss, fink, 2 x 4 members, 5 pitch, 30' span | EA | 375
061753101060 | 32' span | Truss, fink, 2 x 4 members, 5 pitch, 32' span | EA | 386
061753101070 | 40' span | Truss, fink, 2 x 4 members, 5 pitch, 40' span | EA | 494
061753101074 | Gable, 2x4 members
061753101078 | 5-in-12 slope
061753101080 | 24' span | Truss, gable, 2 x 4 members, 5 pitch, 24' span | EA | 369
061753101090 | 26' span | Truss, gable, 2 x 4 members, 5 pitch, 26' span | EA | 387
061753101100 | 28' span | Truss, gable, 2 x 4 members, 5 pitch, 28' span | EA | 429
061753101120 | 30' span | Truss, gable, 2 x 4 members, 5 pitch, 30' span | EA | 451
061753101140 | 32' span | Truss, gable, 2 x 4 members, 5 pitch, 32' span | EA | 457
061753101160 | 36' span | Truss, gable, 2 x 4 members, 5 pitch, 36' span | EA | 488
061753101180 | 40' span | Truss, gable, 2 x 4 members, 5 pitch, 40' span | EA | 521
061753101190 | King post type, 2x4 members
061753102000 | 4-in-12 slope
061753102040 | 16' span | Truss, king post type, 2 x 4 members, 4 pitch, 16' spa | EA | 252
061753102060 | 18' span | Truss, king post type, 2 x 4 members, 4 pitch, 18' spa | EA | 268
061753102080 | 24' span | Truss, king post type, 2 x 4 members, 4 pitch, 24' spa | EA | 287
061753102100 | 26' span | Truss, king post type, 2 x 4 members, 4 pitch, 26' spa | EA | 300
061753102120 | 30' span | Truss, king post type, 2 x 4 members, 4 pitch, 30' spa | EA | 361
061753102140 | 34' span | Truss, king post type, 2 x 4 members, 4 pitch, 34' spa | EA | 376
061753102160 | 38' span | Truss, king post type, 2 x 4 members, 4 pitch, 38' spa | EA | 439
061753102180 | 42' span | Truss, king post type, 2 x 4 members, 4 pitch, 42' spa | EA | 506
061800000000 | GLUED-LAMINATED CONSTRUCTION
061813100000 | LAMINATED BEAMS | LAMINATED BEAMS
061813100010 | Parallel strand beams 3-1/2" wide x
061813100020 | 9-1/2" | Laminated beams, parallel strand beams 3-1/2" wide x 9-1/2" | LF | 28.01
061813100030 | 11-1/4" | Laminated beams, parallel strand beams 3-1/2" wide x 11/1/4" | LF | 29.64
061813100040 | 11-7/8" | Laminated beams, parallel strand beams 3-1/2" wide x 11-7/8" | LF | 31.26
061813100050 | 14" | Laminated beams, parallel strand beams 3-1/2" wide x 14" | LF | 39.19
061813100060 | 16" | Laminated beams, parallel strand beams 3-1/2" wide x 16" | LF | 45.91
061813100070 | 18" | Laminated beams, parallel strand beams 3-1/2" wide x 18" | LF | 53.93
061813101000 | Laminated veneer beams, 1-3/4" wide x
061813101010 | 11-7/8" | Laminated beams, veneer beams, 1-3/4" wide x 11-7/8" | LF | 20.9
061813101020 | 14" | Laminated beams, veneer beams, 1-3/4" wide x 14" | LF | 25.73
061813101030 | 16" | Laminated beams, veneer beams, 1-3/4" wide x 16" | LF | 26.03
061813101040 | 18" | Laminated beams, veneer beams, 1-3/4" wide x 18" | LF | 32.02
061813102000 | Laminated strand beams, 1-3/4" wide x
061813102010 | 9-1/2" | Laminated beams, strand beams, 1-3/4" wide x 9-1/2" | LF | 14.84
061813102020 | 11-7/8" | Laminated beams, strand beams, 1-3/4" wide x 11-7/8" | LF | 16.66
061813102030 | 14" | Laminated beams, strand beams, 1-3/4" wide x 14" | LF | 19.6
061813102040 | 16" | Laminated beams, strand beams, 1-3/4" wide x 16" | LF | 22.22
061813102050 | 3-1/2" wide x
061813102060 | 9-1/2" | Laminated beams, strand beams, 3-1/2" wide x 9-1/2" | LF | 22.6
061813102070 | 11-7/8" | Laminated beams, strand beams, 3-1/2" wide x 11-7/8" | LF | 28.36
061813102080 | 14" | Laminated beams, strand beams, 3-1/2" wide x 14" | LF | 33.33
061813102090 | 16" | Laminated beams, strand beams, 3-1/2" wide x 16" | LF | 39.32
061813103000 | Gluelam beam, 3-1/2" wide x
061813103010 | 10" | Laminated beams, gluelam beam, 3-1/2" wide x 10" | LF | 20.98
061813103020 | 12" | Laminated beams, gluelam beam, 3-1/2" wide x 12" | LF | 25.01
061813103030 | 15" | Laminated beams, gluelam beam, 3-1/2" wide x 15" | LF | 30.68
061813103040 | 5-1/2" wide x
061813103050 | 10" | Laminated beams, gluelam beam, 5-1/2" wide x 10" | LF | 30.33
061813103060 | 16" | Laminated beams, gluelam beam, 5-1/2" wide x 12" | LF | 37.3
061813103070 | 20" | Laminated beams, gluelam beam, 5-1/2" wide x 15" | LF | 46.15
061813103100 | 7-1/2" wide x
061813103150 | 10" | Laminated beams, gluelam beam, 7-1/2" wide x 10" | LF | 40.02
061813103200 | 12" | Laminated beams, gluelam beam, 7-1/2" wide x 12" | LF | 48.87
061813103250 | 15" | Laminated beams, gluelam beam, 7-1/2" wide x 15" | LF | 60.65
061813103280 | 18" | Laminated beams, gluelam beam, 7-1/2" wide x 18" | LF | 71.72
061813103300 | 9-1/2" wide x
061813103350 | 10" | Laminated beams, gluelam beam, 9-1/2" wide x 10" | LF | 49.37
061813103400 | 16" | Laminated beams, gluelam beam, 9-1/2" wide x 16" | LF | 77.85
061813103450 | 20" | Laminated beams, gluelam beam, 9-1/2" wide x 20" | LF | 96.88
061813103500 | 24" | Laminated beams, gluelam beam, 9-1/2" wide x 24" | LF | 115
061813103550 | 30" | Laminated beams, gluelam beam, 9-1/2" wide x 30" | LF | 143
062000000000 | FINISH CARPENTRY
062023100000 | FINISH CARPENTRY | FINISH CARPENTRY
062023100070 | Mouldings and trim
062023100980 | Apron, flat
062023101000 | 9/16 x 2 | Molding, apron, flat, 9/16 x 2 | LF | 6.06
062023101010 | 9/16 x 3-1/2 | Molding, apron, flat, 9/16 x 3-1/2 | LF | 8.86
062023101015 | Base
062023101020 | Colonial
062023101022 | 7/16 x 2-1/4 | Molding, base, colonial, 7/16 x 2-1/4 | LF | 6.68
062023101024 | 7/16 x 3 | Molding, base, colonial, 7/16 x 3 | LF | 7.44
062023101026 | 7/16 x 3-1/4 | Molding, base, colonial, 7/16 x 3-1/4 | LF | 7.52
062023101028 | 9/16 x 3 | Molding, base, colonial, 9/16 x 3 | LF | 7.66
062023101030 | 9/16 x 3-1/4 | Molding, base, colonial, 9/16 x 3-1/4 | LF | 7.81
062023101034 | 11/16 x 2-1/4 | Molding, base, colonial, 11/16 x 2-1/4 | LF | 8.21
062023101035 | Ranch
062023101036 | 7/16 x 2-1/4 | Molding, base, ranch, 7/16 x 2-1/4 | LF | 6.93
062023101038 | 7/16 x 3-1/4 | Molding, base, ranch, 7/16 x 3-1/4 | LF | 7.44
062023101039 | 9/16 x 2-1/4 | Molding, base, ranch, 9/16 x 2-1/4 | LF | 7.4
062023101041 | 9/16 x 3 | Molding, base, ranch, 9/16 x 3 | LF | 7.66
062023101043 | 9/16 x 3-1/4 | Molding, base, ranch, 9/16 x 3-1/4 | LF | 7.74
062023101050 | Casing
062023101060 | 11/16 x 2-1/2 | Molding, casing, wood, 11/16 x 2-1/2 | LF | 6.39
062023101070 | 11/16 x 3-1/2 | Molding, casing, wood, 11/16 x 3-1/2 | LF | 6.91
062023101180 | Chair rail
062023101200 | 9/16 x 2-1/2 | Molding, chair rail, 9/16 x 2-1/2 | LF | 6.93
062023101210 | 9/16 x 3-1/2 | Molding, chair rail, 9/16 x 3-1/2 | LF | 8.01
062023101250 | Closet pole
062023101300 | 1-1/8" dia. | Molding, closet pole, 1-1/8" D | LF | 7.37
062023101310 | 1-5/8" dia. | Molding, closet pole, 1-5/8" D | LF | 8.29
062023101340 | Cove
062023101500 | 9/16 x 1-3/4 | Molding, cove, 9/16 x 1-3/4 | LF | 6.26
062023101510 | 11/16 x 2-3/4 | Molding, cove, 11/16 x 2-3/4 | LF | 7.44
062023101550 | Crown
062023101600 | 9/16 x 1-5/8 | Molding, crown, 9/16 x 1-5/8 | LF | 8.03
062023101610 | 9/16 x 2-5/8 | Molding, crown, 9/16 x 2-5/8 | LF | 9.1
062023101620 | 11/16 x 3-5/8 | Molding, crown, 11/16 x 3-5/8 | LF | 9.86
062023101630 | 11/16 x 4-1/4 | Molding, crown, 11/16 x 4-1/4 | LF | 11.99
062023101640 | 11/16 x 5-1/4 | Molding, crown, 11/16 x 5-1/4 | LF | 13.27
062023101680 | Drip cap
062023101700 | 1-1/16 x 1-5/8 | Molding, drip cap, 1-1/16 x 1-5/8 | LF | 6.82
062023101780 | Glass bead
062023101800 | 3/8 x 3/8 | Molding, glass bead, 3/8 x 3/8 | LF | 6.2
062023101820 | 1/2 x 9/16 | Molding, glass bead, 1/2 x 9/16 | LF | 6.44
062023101840 | 5/8 x 5/8 | Molding, glass bead, 5/8 x 5/8 | LF | 6.54
062023101860 | 3/4 x 3/4 | Molding, glass bead, 3/4 x 3/4 | LF | 6.78
062023101880 | Half round
062023101900 | 1/2 | Molding, half round, 1/2" D | LF | 4.53
062023101910 | 5/8 | Molding, half round, 5/8" D | LF | 4.94
062023101920 | 3/4 | Molding, half round, 3/4" D | LF | 5.53
062023101980 | Lattice
062023102000 | 1/4 x 7/8 | Molding, lattice, 1/4 x 7/8 | LF | 4.19
062023102010 | 1/4 x 1-1/8 | Molding, lattice, 1/4 x 1-1/8 | LF | 4.26
062023102020 | 1/4 x 1-3/8 | Molding, lattice, 1/4 x 1-3/8 | LF | 4.33
062023102030 | 1/4 x 1-3/4 | Molding, lattice, 1/4 x 1-3/4 | LF | 4.45
062023102040 | 1/4 x 2 | Molding, lattice, 1/4 x 2 | LF | 4.64
062023102080 | Ogee molding
062023102100 | 5/8 x 3/4 | Molding, ogee moulding, 5/8 x 3/4 | LF | 5.45
062023102110 | 11/16 x 1-1/8 | Molding, ogee moulding, 11/16 x 1-1/8 | LF | 7.28
062023102120 | 11/16 x 1-3/8 | Molding, ogee moulding, 11/16 x 1-3/8 | LF | 6.6
062023102180 | Parting bead
062023102200 | 3/8 x 7/8 | Molding, parting bead, 3/8 x 7/8 | LF | 6.63
062023102300 | Quarter round
062023102301 | 1/4 x 1/4 | Molding, quarter round, 1/4 x 1/4 | LF | 3.81
062023102303 | 3/8 x 3/8 | Molding, quarter round, 3/8 x 3/8 | LF | 4.03
062023102305 | 1/2 x 1/2 | Molding, quarter round, 1/2 x 1/2 | LF | 4.26
062023102307 | 11/16 x 11/16 | Molding, quarter round, 11/16 x 11/16 | LF | 4.55
062023102309 | 3/4 x 3/4 | Molding, quarter round, 3/4 x 3/4 | LF | 5.38
062023102311 | 1-1/16 x 1-1/16 | Molding, quarter round, 1-1/16 x 1-1/16 | LF | 5.16
062023102380 | Railings, balusters
062023102400 | 1-1/8 x 1-1/8 | Railings, balusters, 1-1/4 x 2-1/4 | LF | 13.04
062023102410 | 1-1/2 x 1-1/2 | Railings, balusters, 1-1/8 x 1-1/8 | LF | 13.13
062023102480 | Screen moldings
062023102500 | 1/4 x 3/4 | Molding, screen moldings, 1/4 x 3/4 | LF | 8.03
062023102510 | 5/8 x 5/16 | Molding, screen moldings, 5/8 x 5/16 | LF | 8.34
062023102580 | Shoe
062023102600 | 7/16 x 11/16 | Molding, shoe, 7/16 x 11/16 | LF | 4.79
062023102605 | Sash beads
062023102610 | 1/2 x 3/4 | Molding, sash beads, 1/2 x 3/4 | LF | 8.57
062023102620 | 1/2 x 7/8 | Molding, sash beads, 1/2 x 7/8 | LF | 8.79
062023102630 | 1/2 x 1-1/8 | Molding, sash beads, 1/2 x 1-1/8 | LF | 9.57
062023102640 | 5/8 x 7/8 | Molding, sash beads, 5/8 x 7/8 | LF | 9.57
062023102760 | Stop
062023102780 | 5/8 x 1-5/8
062023102800 | Colonial | Molding, stop, colonial, 5/8 x 5/16 | LF | 6.17
062023102810 | Ranch | Molding, stop, ranch, 5/8 x 5/16 | LF | 6.17
062023102880 | Stools
062023102900 | 11/16 x 2-1/4 | Molding, stools, 11/16 x 2-1/4 | LF | 13.73
062023102910 | 11/16 x 2-1/2 | Molding, stools, 11/16 x 2-1/2 | LF | 13.95
062023102920 | 11/16 x 5-1/4 | Molding, stools, 11/16 x 5-1/4 | LF | 15.25
062023103000 | Exterior trim, casing, select pine, 1x3 | Exterior trim, casing, select pine, 1 x 3 | LF | 5.74
062023103040 | 1x4 | Exterior trim, casing, select pine, 1 x 4 | LF | 6.51
062023103060 | 1x6 | Exterior trim, casing, select pine, 1 x 6 | LF | 8.39
062023103100 | 1x8 | Exterior trim, casing, select pine, 1 x 8 | LF | 10.5
062023104010 | Douglas fir
062023104020 | 1x3 | Exterior trim, casing, douglas fir, 1 x 3 | LF | 5.69
062023104040 | 1x4 | Exterior trim, casing, douglas fir, 1 x 4 | LF | 6.06
062023104060 | 1x6 | Exterior trim, casing, douglas fir, 1 x 6 | LF | 7.12
062023104100 | 1x8 | Exterior trim, casing, douglas fir, 1 x 8 | LF | 8.67
062023104510 | Cellular PVC trim
062023104520 | 1x3 | Exterior trim, casing, Cellular PVC, 1 x 3 | LF | 6.43
062023104540 | 1x4 | Exterior trim, casing, Cellular PVC, 1 x 4 | LF | 7.53
062023104560 | 1x6 | Exterior trim, casing, Cellular PVC, 1 x 6 | LF | 9.22
062023104580 | 1x8 | Exterior trim, casing, Cellular PVC, 1 x 8 | LF | 11.3
062023105000 | Cornices, white pine, #2 or better
062023105020 | 1x2 | Cornice, white pine, #2, 1 x 2 | LF | 5.08
062023105040 | 1x4 | Cornice, white pine, #2, 1 x 4 | LF | 5.3
062023105060 | 1x6 | Cornice, white pine, #2, 1 x 6 | LF | 6.51
062023105080 | 1x8 | Cornice, white pine, #2, 1 x 8 | LF | 7.23
062023105100 | 1x10 | Cornice, white pine, #2, 1 x 10 | LF | 8.22
062023105120 | 1x12 | Cornice, white pine, #2, 1 x 12 | LF | 9.32
062023106000 | Cellular PVC trim
062023106020 | 1x2 | Cornice, Cellular PVC trim, 1 x 2 | LF | 5.81
062023106040 | 1x4 | Cornice, Cellular PVC trim, 1 x 4 | LF | 7.53
062023106060 | 1x6 | Cornice, Cellular PVC trim, 1 x 6 | LF | 9.22
062023106080 | 1x8 | Cornice, Cellular PVC trim, 1 x 8 | LF | 11
062023106100 | 1x10 | Cornice, Cellular PVC trim, 1 x 10 | LF | 12.81
062023106120 | 1x12 | Cornice, Cellular PVC trim, 1 x 12 | LF | 14.73
062023106200 | Cellular PVC 4'x8' sheets, per sheet
062023106210 | 1/2" | ¬5Cellular PVC 4'x8' sheets, per sheet, 1/2" thick | EA | 138
062023106220 | 3/4" | ¬5Cellular PVC 4'x8' sheets, per sheet, 3/4" thick | EA | 165
062023106300 | Hardwood trim
062023106310 | 1x2 | Interior, Trim board, hardwood, #2, 1 x 2 | LF | 7.12
062023106320 | 1x4 | Interior, Trim board, hardwood, #2, 1 x 4 | LF | 9.17
062023106330 | 1x6 | Interior, Trim board, hardwood, #2, 1 x 6 | LF | 11.98
062023106340 | 1x8 | Interior, Trim board, hardwood, #2, 1 x8 | LF | 14.52
062023106350 | 1x10 | Interior, Trim board, hardwood, #2, 1 x 10 | LF | 17.23
062023106360 | 1x12 | Interior, Trim board, hardwood, #2, 1 x 12 | LF | 19.98
062023108600 | Shelving, pine
062023108620 | 1x8 | Shelving, pine, 1 x 8 | LF | 8.92
062023108640 | 1x10 | Shelving, pine, 1 x 10 | LF | 9.96
062023108660 | 1x12 | Shelving, pine, 1 x 12 | LF | 11.15
062023108800 | Plywood shelf, 3/4", with edge band, 12" wide | Plywood shelf, 3/4", with edge band, 12" wide | LF | 12.86
062023108840 | Adjustable shelf, and rod, 12" wide
062023108860 | 3' to 4' long | Adjustable shelf, w/rod, 12" W, 3-4' long | EA | 51.5
062023108880 | 5' to 8' long | Adjustable shelf, w/rod, 12" W, 5-8' long | EA | 85.38
062023108900 | Prefinished wood shelves with brackets and supports
062023108905 | 8" wide
062023108910 | 3' long | Prefinished shelf, w/bracket, 8" W, 3' long | EA | 112
062023108922 | 4' long | Prefinished shelf, w/bracket, 8" W, 4' long | EA | 125
062023108924 | 6' long | Prefinished shelf, w/bracket, 8" W, 6' long | EA | 172
062023108930 | 10" wide
062023108940 | 3' long | Prefinished shelf, w/bracket, 10" W, 3' long | EA | 121
062023108942 | 4' long | Prefinished shelf, w/bracket, 10" W, 4' long | EA | 167
062023108946 | 6' long | Prefinished shelf, w/bracket, 10" w, 6' long | EA | 185
062200000000 | MILLWORK
062200100000 | MILLWORK | MILLWORK
062200100070 | Countertop, laminated plastic
062200100080 | 25" x 7/8" thick
062200100099 | Minimum | Countertop, lam plastic, minimum | LF | 39.39
062200100100 | Average | Countertop, lam plastic, average | LF | 62.78
062200100110 | Maximum | Countertop, lam plastic, maximum | LF | 85.01
062200100115 | 25" x 1-1/4" thick
062200100120 | Minimum | Countertop, laminated plastic, 25"x1-1/4", minimum | LF | 49.97
062200100130 | Average | Countertop, laminated plastic, 25"x1-1/4", average | LF | 78.11
062200100140 | Maximum | Countertop, laminated plastic, 25"x1-1/4", maximum | LF | 109
062200100160 | Add for cutouts | Countertop, add for cutouts | EA | 51.13
062200100165 | Backsplash, 4" high, 7/8" thick | Countertop, back splash, 4" high, 7/8" thick | LF | 41.25
062200102000 | Plywood, sanded, A-C
062200102020 | 1/4" thick | Millwork, plywood, sanded a-c, 1/4" thick | SF | 4.32
062200102040 | 3/8" thick | Millwork, plywood, sanded a-c, 3/8" thick | SF | 4.64
062200102060 | 1/2" thick | Millwork, plywood, sanded a-c, 1/2" thick | SF | 5.09
062200102070 | A-D
062200102080 | 1/4" thick | Millwork, plywood, sanded a-d, 1/4" thick | SF | 4.24
062200102090 | 3/8" thick | Millwork, plywood, sanded a-d, 3/8" thick | SF | 4.64
062200102100 | 1/2" thick | Millwork, plywood, sanded a-d, 1/2" thick | SF | 5.01
062200102500 | Base cabinet, 34-1/2" high, 24" deep, hardwood
062200102540 | Minimum | Cabinets, base, 36" high, 24" deep, hardwood, min | LF | 395
062200102560 | Average | Cabinets, base, 36" high, 24" deep, hardwood, avg | LF | 453
062200102580 | Maximum | Cabinets, base, 36" high, 24" deep, hardwood, max | LF | 515
062200102600 | Wall cabinets
062200102640 | Minimum | Cabinets, wall, 24" high, 12" deep, hardwood, min | LF | 137
062200102660 | Average | Cabinets, wall, 24" high, 12" deep, hardwood, avg | LF | 181
062200102680 | Maximum | Cabinets, wall, 24" high, 12" deep, hardwood, max | LF | 228
062600000000 | ARCHITECTURAL WOODWORK
062600100000 | PANEL WORK | PANEL WORK
062600101020 | Hardboard, tempered, 1/4" thick
062600101040 | Natural faced | Hardboard, tempered, 1/4" thick, natural faced | SF | 3.68
062600101060 | Plastic faced | Hardboard, tempered, 1/4" thick, plastic faced | SF | 4.79
062600101080 | Pegboard, natural | Hardboard, tempered, 1/4" thick, pegboard | SF | 4.1
062600101100 | Plastic faced | Hardboard, tempered, 1/4" thick, pegboard, plastic faced | SF | 3.97
062600101200 | Untempered, 1/4" thick
062600101220 | Natural faced | Hardboard, untempered, 1/4" thick, natural faced | SF | 3.43
062600101240 | Plastic faced | Hardboard, untempered, 1/4" thick, plastic faced | SF | 4.72
062600101260 | Pegboard, natural | Hardboard, untempered, 1/4" thick, pegboard | SF | 3.51
062600101280 | Plastic faced | Hardboard, untempered, 1/4" thick, pegboard, plastic faced | SF | 4.45
062600101300 | Plywood, unfinished, 1/4" thick
062600101320 | Birch
062600101330 | Natural | Paneling, unfinished, birch, 1/4" thick, natural | SF | 4.57
062600101340 | Select | Paneling, unfinished, birch, 1/4" thick, select | SF | 5.43
062600101400 | Knotty pine | Paneling, unfinished, knotty pine | SF | 6.29
062600101500 | Cedar (closet lining)
062600101520 | Standard boards T&G | Paneling, cedar, closet lining, boards | SF | 7.15
062600101540 | Particle board | Paneling, cedar, closet lining, sheets | SF | 5.43
062600102000 | Plywood, prefinished, 1/4" thick, premium grade
062600102020 | Birch veneer | Panel, ply-prefinished, 1/4" thick, #1 gr, birch | SF | 8.43
062600102040 | Cherry veneer | Panel, ply-prefinished, 1/4" thick, #1 gr, cherry | SF | 9.3
062600102060 | Chestnut veneer | Panel, ply-prefinished, 1/4" thick, #1 gr, chestnut | SF | 10.51
062600102080 | Lauan veneer | Panel, ply-prefinished, 1/4" thick, #1 gr, lauan | SF | 5.51
062600102100 | Mahogany veneer | Panel, ply-prefinished, 1/4" thick, #1 gr, mahogany | SF | 9.22
062600102120 | Oak veneer (red) | Panel, ply-prefinished, 1/4" thick, #1 gr, red oak | SF | 9.22
062600102140 | Pecan veneer | Panel, ply-prefinished, 1/4" thick, #1 gr, pecan | SF | 10.77
062600102160 | Rosewood veneer | Panel, ply-prefinished, 1/4" thick, #1 gr, rosewood | SF | 8.31
062600102180 | Teak veneer | Panel, ply-prefinished, 1/4" thick, #1 gr, teak | SF | 10.94
062600102200 | Walnut veneer | Panel, ply-prefinished, 1/4" thick, #1 gr, walnut | SF | 9.9
064300000000 | WOOD STAIRS AND RAILINGS
064313100000 | STAIRWORK | STAIRWORK
064313100080 | Risers, 1x8, 42" wide
064313100100 | White oak | Stair risers, 1 x 8, 42" wide, oak | EA | 87.42
064313100120 | Pine | Stair risers, 1 x 8, 42" wide, pine | EA | 82.25
064313100130 | Treads, 1-1/16" x 9-1/2" x 42"
064313100140 | White oak | Stair treads, 1-1/16"x 9-1/2"x 42", oak | EA | 107
064400000000 | ORNAMENTAL WOODWORK
064400100000 | COLUMNS | COLUMNS
064400100980 | Column, hollow, round wood
064400100990 | 12" diameter
064400101000 | 10' high | Column, wood, hollow, 12" D, 10' high | EA | 1499
064400101040 | 12' high | Column, wood, hollow, 12" D, 12" high | EA | 1815
064400101060 | 14' high | Column, wood, hollow, 12" D, 14' high | EA | 2169
064400101080 | 16' high | Column, wood, hollow, 12" D, 16' high | EA | 2689
064400102000 | 24" diameter
064400102020 | 16' high | Column, wood, hollow, 24" D, 16' high | EA | 5916
064400102040 | 18' high | Column, wood, hollow, 24" D, 18' high | EA | 6716
064400102060 | 20' high | Column, wood, hollow, 24" D, 20' high | EA | 8210
064400102080 | 22' high | Column, wood, hollow, 24" D, 22' high | EA | 8643
064400102100 | 24' high | Column, wood, hollow, 24" D, 24' high | EA | 9417
064480000000 | PORCH, POST AND RAILINGS | PORCH, POST AND RAILINGS
064480100000 | COMPOSITE RESIDENTIAL DECKS | RESIDENTIAL DECKS
064480100100 | Composite Decking
064480100140 | 1x6 board
064480100160 | Minimum | Residential composite decking, 1x6, minimum | SF | 12.32
064480100180 | Average | Residential composite decking, 1x6, average | SF | 14.78
064480100200 | Maximum | Residential composite decking, 1x6, maximum | SF | 18.48
064480101100 | Post
064480101150 | 4x4 | Residential composite post, 4x4 | EA | 90.4
064480101200 | 6x6 | Residential composite post, 6x6 | EA | 137
064480102000 | Post fixtures
064480102100 | Shoe | Residential composite post, shoe | EA | 13.4
064480102200 | Cap | Residential composite post, cap | EA | 15.88
064480104000 | Railing, including rails and balusters
064480104020 | Minimum | Composite deck railing, complete, minimum | LF | 57.63
064480104060 | Average | Composite deck railing, complete, average | LF | 71.36
064480104080 | Maximum | Composite deck railing, complete, maximum | LF | 86.45
070000000000 | THERMAL AND MOISTURE
071100000000 | MOISTURE PROTECTION
071100100000 | DAMPPROOFING | DAMPPROOFING
071100101000 | Silicone dampproofing, sprayed on
071100101020 | Concrete surface
071100101040 | 1 coat | Silicone damproofing, spray on, conc surface, 1 coat | SF | 1.04
071100101060 | 2 coats | Silicone damproofing, spray on, conc surface, 2 coats | SF | 1.61
071100101070 | Concrete block
071100101080 | 1 coat | Silicone damproofing, spray on, conc block, 1 coat | SF | 1.11
071100101100 | 2 coats | Silicone damproofing, spray on, conc block, 2 coats | SF | 1.7
071100101110 | Brick
071100101120 | 1 coat | Silicone damproofing, spray on, brick, 1 coat | SF | 1.27
071100101140 | 2 coats | Silicone damproofing, spray on, brick, 2 coats | SF | 1.85
071113100000 | BITUMINOUS DAMPPROOFING | BITUMINOUS DAMPPROOFING
071113100100 | Building paper, asphalt felt
071113100120 | 15 lb | Building paper, 15# felt | SF | 2.78
071113100140 | 30 lb | Building paper, 30# felt | SF | 3.08
071113101000 | Asphalt, troweled, cold, primer plus
071113101020 | 1 coat | Damproofing, asphalt, troweled, 1 coat | SF | 2.89
071113101040 | 2 coats | Damproofing, asphalt, troweled, 2 coats | SF | 4.77
071113101060 | 3 coats | Damproofing, asphalt, troweled, 3 coats | SF | 6.26
071113101200 | Fibrous asphalt, hot troweled, primer plus
071113101220 | 1 coat | Damproofing, fibrous asphalt, troweled, primer, 1 coat | SF | 3.31
071113101240 | 2 coats | Damproofing, fibrous asphalt, troweled, primer, 2 coat | SF | 5.13
071113101260 | 3 coats | Damproofing, fibrous asphalt, troweled, primer, 3 coat | SF | 6.84
071113101400 | Asphaltic paint dampproofing, per coat
071113101420 | Brush on | Damproofing, asphaltic paint, per coat, brush on | SF | 1.3
071113101440 | Spray on | Damproofing, asphaltic paint, per coat, spray on | SF | 1.26
071116100000 | PARGING / MASONRY PLASTER | PARGING / MASONRY PLASTER
071116100080 | Parging
071116100100 | 1/2" thick | Parging, 1/2" thick | SF | 5.5
071116100200 | 3/4" thick | Parging, 3/4" thick | SF | 6.87
071116100300 | 1" thick | Parging, 1" thick | SF | 8.31
071300000000 | SHEET WATERPROOFING
071300100000 | WATERPROOFING | WATERPROOFING
071300101000 | Membrane waterproofing, elastomeric
071300101020 | Butyl
071300101040 | 1/32" thick | Membrane waterproofing, elastomeric, butyl, 1/32" thk | SF | 4.57
071300101060 | 1/16" thick | Membrane waterproofing, elastomeric, butyl, 1/16" thk | SF | 5.29
071300101080 | Butyl with nylon
071300101100 | 1/32" thick | Membrane waterpr, elastomeric, Butyl w/nylon, 1/32" t | SF | 4.9
071300101120 | 1/16" thick | Membrane waterpr, elastomeric, Butyl w/nylon, 1/16" t | SF | 5.5
071300101140 | Neoprene
071300101160 | 1/32" thick | Waterproofing, memb, neoprene, 1/32" thick | SF | 5.86
071300101180 | 1/16" thick | Waterproofing, memb, neoprene, 1/16" thick | SF | 7.4
071300101190 | Neoprene with nylon
071300101220 | 1/32" thick | Waterproofing, memb, neoprene w/nylon, 1/32" thick | SF | 5.31
071300101240 | 1/16" thick | Waterproofing, memb, neoprene w/nylon, 1/16" thick | SF | 7.1
071300101420 | Bituminous membrane, asphalt felt, 15 lb.
071300101440 | One ply | Waterproofing, bitum memb, felt, 15#, 1 ply | SF | 2.51
071300101460 | Two ply | Waterproofing, bitum memb, felt, 15#, 2 ply | SF | 3.02
071300101480 | Three ply | Waterproofing, bitum memb, felt, 15#, 3 ply | SF | 3.63
071300101500 | Four ply | Waterproofing, bitum memb, felt, 15#, 4 ply | SF | 4.21
071300101520 | Five ply | Waterproofing, bitum memb, felt, 15#, 5 ply | SF | 5.01
071300101620 | Modified asphalt membrane, fibrous asphalt
071300101630 | One ply | Waterproofing, bitum mod asphalt, fiber, 1 ply | SF | 3.27
071300101640 | Two ply | Waterproofing, bitum mod asphalt, fiber, 2 ply | SF | 4.43
071300101650 | Three ply | Waterproofing, bitum mod asphalt, fiber, 3 ply | SF | 5.47
071300101669 | Four ply | Waterproofing, bitum mod asphalt, fiber, 4 ply | SF | 6.82
071300101670 | Five ply | Waterproofing, bitum mod asphalt, fiber, 5 ply | SF | 8.19
071300101700 | Asphalt coated protective board
071300101710 | 1/8" thick | Asphalt coated protective board, 1/8" thick | SF | 2.48
071300101720 | 1/4" thick | Asphalt coated protective board, 1/4" thick | SF | 2.8
071300101730 | 3/8" thick | Asphalt coated protective board, 3/8" thick | SF | 2.93
071300101740 | 1/2" thick | Asphalt coated protective board, 1/2" thick | SF | 3.3
071300101800 | Cement protective board
071300101820 | 3/8" thick | Cement asbestos protective board, 3/8" thick | SF | 3.75
071300101840 | 1/2" thick | Cement asbestos protective board, 1/2" thick | SF | 4.38
071300102000 | Fluid applied, neoprene
071300102040 | 50 mil | Fluid applied, neoprene, 50 mil, 4 coats | SF | 4.38
071300102060 | 90 mil | Fluid applied, neoprene, 90 mil, 4 coats | SF | 5.85
071300102100 | Tab extended polyurethane
071300102120 | .050" thick | Tab extended polyurethane, .050" thick | SF | 3.68
071300102140 | Fluid applied rubber based polyurethane
071300102160 | 6 mil | Fluid applied rubber based polyurethane, 6 mil, 2 ct | SF | 3.32
071300102200 | 15 mil | Fluid apld rbr based polyurethane, 15 mil, fin coat | SF | 4.12
071300102300 | Bentonite waterproofing, panels
071300102320 | 3/16" thick | Waterproofing, bentonite panels, 3/16" thick | SF | 3.86
071300102330 | 1/4" thick | Waterproofing, bentonite panels, 1/4" thick | SF | 4.16
071300102340 | 5/8" thick | Waterproofing, bentonite panels, 5/8" thick | SF | 5.5
071300102350 | Granular admixtures, trowel on, 3/8" thick | Granular admixtures, trowel on, 3/8" thick | SF | 3.71
071300102410 | Metallic oxide, iron compound, troweled
071300102420 | 5/8" thick | Metallic oxide waterproofing, iron, troweled, 5/8" th | SF | 3.51
071300102440 | 3/4" thick | Metallic oxide waterproofing, iron, troweled, 3/4" th | SF | 4.15
072100000000 | INSULATION
072113100000 | BOARD INSULATION | BOARD INSULATION
072113101000 | Insulation, rigid
072113101010 | Fiberglass, roof
072113101020 | 0.75" thick, R2.78 | Insul, board, fiberglass, 0.75", R2.78 | SF | 1.16
072113101040 | 1.06" thick, R4.17 | Insul, board, fiberglass, 1.06", R4.17 | SF | 1.5
072113101060 | 1.31" thick, R5.26 | Insul, rigid, glass board, roof, 1.31" thick, R5.26 | SF | 1.83
072113101080 | 1.63" thick, R6.67 | Insul, rigid, glass board, roof, 1.63" thick, R6.67 | SF | 2.14
072113101100 | 2.25" thick, R8.33 | Insul, rigid, glass board, roof, 2.25" thick, R8.33 | SF | 2.32
072113102000 | Composite board, roof
072113102020 | 1-1/2" thick, R6.67 | Insul, board, composite, 1-1/2", R6.67 | SF | 1.9
072113102040 | 1-5/8" thick, R7.69 | Insul, board, composite, 1-5/8", R7.69 | SF | 2
072113102060 | 2" thick, R10.0 | Insul, board, composite, 2", R10.0 | SF | 3.12
072113102080 | 2-1/4" thick, R12.50 | Insul, board, composite, 2-1/4", R12.50 | SF | 3.42
072113102100 | 2-1/2" thick, R14.29 | Insul, board, composite, 2-1/2", R14.29 | SF | 3.7
072113102120 | 2-3/4" thick, R16.67 | Insul, board, composite, 2-3/4", R16.67 | SF | 4.04
072113102140 | 3-1/4" thick, R20.00 | Insul, board, composite, 3-1/4", R20.00 | SF | 5.02
072113102200 | Perlite board, roof
072113102220 | 1.00" thick, R2.78 | Insul, board, perlite, 1", R2.78 | SF | 1.2
072113102240 | 1.50" thick, R4.17 | Insul, rigid, perlite, roof, 1.50" thick, R4.17 | SF | 1.6
072113102260 | 2.00" thick, R5.92 | Insul, rigid, perlite, roof, 2.00" thick, R5.92 | SF | 1.87
072113102280 | 2.50" thick, R6.67 | Insul, rigid, perlite, roof, 2.50" thick, R6.67 | SF | 2.17
072113102290 | 3.00" thick, R8.33 | Insul, rigid, perlite, roof, 3.00" thick, R8.33 | SF | 2.6
072113102300 | 4.00" thick, R10.00 | Insul, rigid, perlite, roof, 4.00" thick, R10.00 | SF | 2.85
072113102320 | 5.25" thick, R14.29 | Insul, rigid, perlite, roof, 5.25" thick, R14.29 | SF | 3.11
072113102580 | Rigid urethane
072113102590 | Roof
072113102600 | 1" thick, R6.67 | Insul, board, urethane, roof, 1", R6.67 | SF | 1.68
072113102620 | 1.20" thick, R8.33 | Insul, board, urethane, roof, 1.2", R8.33 | SF | 1.87
072113102640 | 1.50" thick, R11.11 | Insul, board, urethane, roof, 1.50", R11.11 | SF | 2.12
072113102660 | 2" thick, R14.29 | Insul, board, urethane, roof, 2", R14.29 | SF | 2.61
072113102680 | 2.25" thick, R16.67 | Insul, board, urethane, roof, 2.25", R16.67 | SF | 3.27
072113102685 | Wall
072113102690 | 1" thick, R6.67 | Insul, board, urethane, wall, 1", R6.67 | SF | 1.82
072113102700 | 1.5" thick, R11.11 | Insul, board, urethane, wall, 1.5", R11.11 | SF | 2.27
072113102720 | 2" thick, R14.29 | Insul, board, urethane, wall, 2", R14.29 | SF | 2.82
072113102780 | Polystyrene
072113102790 | Roof
072113102800 | 1.0" thick, R4.17 | Insul, board, polystyrene, roof, 1", R4.17 | SF | 1.3
072113102820 | 1.5" thick, R6.26 | Insul, board, polystyrene, roof, 1.5", R6.26 | SF | 1.74
072113102840 | 2.0" thick, R8.33 | Insul, board, polystyrene, roof, 2.0", R8.33 | SF | 2.02
072113102880 | Wall
072113102900 | 1.0" thick, R4.17 | Insul, board, polystyrene, wall, 1.0", R4.17 | SF | 1.44
072113102920 | 1.5" thick, R6.26 | Insul, board, polystyrene, wall, 1.5", R6.26 | SF | 1.89
072113102940 | 2.0" thick, R8.33 | Insul, board, polystyrene, wall, 2.0", R8.33 | SF | 2.19
072113104020 | Rigid board insulation, deck
072113104025 | Mineral fiberboard
072113104030 | 1" thick, R3.0 | Insul, board, deck, min fiberboard, 1", R4.2 | SF | 1.37
072113104040 | 2" thick, R5.26 | Insul, board, deck, min fiberboard, 2", R5.26 | SF | 2.41
072113104045 | Fiberglass
072113104050 | 1" thick, R4.3 | Insul, board, deck, fiberglass, 1", R4.3 | SF | 1.66
072113104060 | 2" thick, R8.5 | Insul, board, deck, fiberglass, 2", R8.5 | SF | 2.26
072113104065 | Polystyrene
072113104070 | 1" thick, R5.4 | Insul, board, deck, polystyrene, 1", R5.4 | SF | 1.08
072113104080 | 2" thick, R10.8 | Insul, board, deck, polystyrene, 2", R10.8 | SF | 1.98
072113104090 | Urethane
072113104100 | .75" thick, R5.4 | Insul, board, deck, urethane, .75", R5.4 | SF | 1.58
072113104120 | 1" thick, R6.4 | Insul, board, deck, urethane, 1", R6.4 | SF | 1.78
072113104140 | 1.5" thick, R10.7 | Insul, board, deck, urethane, 1.5", R10.7 | SF | 2.06
072113104160 | 2" thick, R14.3 | Insul, board, deck, urethane, 2", R14.3 | SF | 2.29
072113104170 | Foamglass
072113104180 | 1" thick, R1.8 | Insul, board, deck, foamglass, 1", R1.8 | SF | 2.07
072113104220 | 2" thick, R5.26 | Insul, board, deck, foamglass, 2", R5.26 | SF | 2.55
072113104230 | Wood fiber
072113104240 | 1" thick, R3.85 | Insul, board, deck, wood fiber, 1", R3.85 | SF | 2.28
072113104260 | 2" thick, R7.7 | Insul, board, deck, wood fiber, 2", R7.7 | SF | 2.68
072113104270 | Particle board
072113104280 | 3/4" thick, R2.08 | Insul, board, deck, particle, 3/4", R2.08 | SF | 1.45
072113104300 | 1" thick, R2.77 | Insul, board, deck, particle, 1", R2.77 | SF | 1.5
072113104320 | 2" thick, R5.50 | Insul, board, deck, particle, 2", R5.50 | SF | 1.86
072116100000 | BATT INSULATION | BATT INSULATION
072116100980 | Ceiling, fiberglass, unfaced
072116101000 | 3-1/2" thick, R11 | Insul, ceiling, fiberglass, unfaced, 3-1/2", R11 | SF | 1.2
072116101020 | 6" thick, R19 | Insul, ceiling, fiberglass, unfaced, 6", R19 | SF | 1.44
072116101030 | 9" thick, R30 | Insul, ceiling, fiberglass, unfaced, 9", R30 | SF | 2.15
072116101035 | Suspended ceiling, unfaced
072116101040 | 3-1/2" thick, R11 | Batt insul, susp ceiling unfaced, 3-1/2" thick, R11 | SF | 1.21
072116101060 | 6" thick, R19 | Batt insul, susp ceiling unfaced, 6" thick, R19 | SF | 1.45
072116101070 | 9" thick, R30 | Batt insul, susp ceiling unfaced, 9" thick, R30 | SF | 2.19
072116101075 | Crawl space, unfaced
072116101080 | 3-1/2" thick, R11 | Insul, crawl sp, fiberglass, unfaced, 3-1/2", r11 | SF | 1.49
072116101100 | 6" thick, R19 | Insul, crawl sp, fiberglass, unfaced, 6", R19 | SF | 1.72
072116101120 | 9" thick, R30 | Insul, crawl sp, fiberglass, unfaced, 9", R30 | SF | 2.43
072116102000 | Wall, fiberglass
072116102010 | Paper backed
072116102020 | 2" thick, R7 | Insul, wall, paper backed, 2", R7 | SF | 1.03
072116102040 | 3" thick, R11 | Batt Insul, wall, paper backed, 3", R11 | SF | 1.12
072116102060 | 4" thick, R13 | Batt insul, wall, paper backed, 4" thick, R13 | SF | 1.4
072116102080 | 6" thick, R19 | Batt insul, wall, paper backed, 6" thick, R19 | SF | 1.78
072116102082 | 9" thick, R30 | Batt insul, wall, paper backed, 9" thick, R30 | SF | 2.56
072116102084 | 12" thick, R38 | Batt insul, wall, paper backed, 12" thick, R38 | SF | 3
072116102090 | Foil backed, 1 side
072116102100 | 2" thick, R8 | Batt Insul, wall, foil back, 2", R8 | SF | 1.37
072116102120 | 3" thick, R11 | Batt Insul, wall, foil back, 3", R11 | SF | 1.46
072116102140 | 4" thick, R13 | Batt insul, wall, foil backed, 1 side, 4" thick, R13 | SF | 1.54
072116102160 | 6" thick, R19 | Batt insul, wall, foil backed, 1 side, 6" thick, R19 | SF | 1.83
072116102162 | 9" thick, R30 | Batt insul, wall, foil back, 9" thick, R30 | SF | 2.77
072116102164 | 12" thick, R38 | Batt insul, wall, foil back, 12" thick, R38 | SF | 3.11
072116102170 | FSK backed 2 sides
072116102180 | 2" thick, R8 | FSK Batt Insul, wall, backed 2-sides, 2", R8 | SF | 1.55
072116102200 | 3" thick, R11 | FSK Batt Insul, wall, backed 2-sides, 3", R11 | SF | 1.82
072116102220 | 4" thick, R13 | FSK Batt Insul, wall, backed 2-sides, 4", R13 | SF | 2.05
072116102240 | 6" thick, R19 | FSK Insul, wall, backed 2-sides, 6", R19 | SF | 2.22
072116102242 | 9" thick, R30 | FSK Batt Insul, wall, backed 2-sides, 9" thick, R30 | SF | 3.38
072116102244 | 12" thick, R38 | FSK Batt Insul, wall, backed 2-sides, 12" thick, R38 | SF | 4.1
072116102250 | Unfaced
072116102260 | 2" thick, R8 | Batt Insul, wall, unfaced, 2", R8 | SF | 1.12
072116102280 | 3" thick, R11 | Batt Insul, wall, unfaced, 3", R11 | SF | 1.22
072116102300 | 4" thick, R13 | Batt Insul, wall, unfaced, 4", R13 | SF | 1.3
072116102320 | 6" thick, R19 | Batt Insul, wall, unfaced, 6", R19 | SF | 1.5
072116102322 | 9" thick, R30 | Batt Insul, wall, unfaced, 9" thick, R30 | SF | 2.12
072116102324 | 12" thick, R38 | Batt Insul, wall, unfaced, 12" thick, R38 | SF | 2.77
072116102400 | Mineral wool batts
072116102410 | Paper backed
072116102420 | 2" thick, R6 | Insul, wall, mineral wool, batts, 2", R6 | SF | 1.16
072116102440 | 4" thick, R12 | Insul, wall, mineral wool, batts, 4", R12 | SF | 1.8
072116102460 | 6" thick, R19 | Insul, wall, mineral wool, batts, 6", R19 | SF | 2.16
072116102600 | Unfaced
072116102610 | 1" thick, R3 | Insul, wall, mineral wool, batts, 1", R3 | SF | 0.95
072116102620 | 1-1/2" thick, R4 | Insul, wall, mineral wool, batts, 1-1/2", R4 | SF | 1.11
072116102630 | 2" thick, R6 | Insul, wall, mineral wool, batts, 2", R6 | SF | 1.23
072116102640 | 2-1/2" thick, R7 | Insul, wall, mineral wool, batts, 2-1/2", R7 | SF | 1.37
072116102650 | 3" thick, R9 | Insul, wall, mineral wool, batts, 3", R9 | SF | 1.54
072116102660 | 3-1/2" thick, R11 | Insul, wall, mineral wool, batts, 3-1/2", R11 | SF | 1.7
072116102670 | 4" thick, R12 | Insul, wall, mineral wool, batts, 4", R12 | SF | 1.89
072116102680 | 6" thick, R19 | Insul, wall, mineral wool, batts, 6", R19 | SF | 2.21
072116103000 | Rigid Safing, flame resistant, unfaced
072116103020 | 1" thick, R4 | Rigid, safing mineral wool, batts, 1", R4 | SF | 2.05
072116103040 | 2" thick, R8 | Rigid, safing mineral wool, batts, 2", R8 | SF | 2.16
072116103060 | 4" thick, R16 | Rigid, safing mineral wool, batts, 4", R16 | SF | 2.61
072116108980 | Fasteners, self adhering, attached to ceiling deck
072116109000 | 2-1/2" long | Fasteners, self adhering, ceiling deck, 2-1/2" long | EA | 1.35
072116109020 | 4-1/2" long | Fasteners, self adhering, ceiling deck, 4-1/2" long | EA | 1.46
072116109060 | Capped, self-locking washers | Capped, self-lock washers for fastening insulation | EA | 0.92
072123100000 | LOOSE FILL INSULATION | LOOSE FILL INSULATION
072123101000 | Blown-in type
072123101010 | Fiberglass
072123101020 | 5" thick, R11 | Insul, blown-in, fiberglass, 5", R11 | SF | 0.95
072123101040 | 6" thick, R13 | Insul, blown-in, fiberglass, 6", R3 | SF | 1.12
072123101060 | 9" thick, R19 | Insul, blown-in, fiberglass, 9", R19 | SF | 1.5
072123102000 | Rockwool, attic application
072123102040 | 6" thick, R13 | Insulation, rockwool, attic, 6", R13 | SF | 1.02
072123102060 | 8" thick, R19 | Insulation, rockwool, attic, 8", R19 | SF | 1.25
072123102080 | 10" thick, R22 | Insulation, rockwool, attic, 10", R22 | SF | 1.53
072123102100 | 12" thick, R26 | Insulation, rockwool, attic, 12", R26 | SF | 1.75
072123102120 | 15" thick, R30 | Insulation, rockwool, attic, 15", R30 | SF | 2.1
072123106200 | Poured type
072123106210 | Fiberglass
072123106220 | 1" thick, R4 | Insulation, poured, fiberglass, 1", R4 | SF | 0.85
072123106222 | 2" thick, R8 | Insulation, poured, fiberglass, 2", R8 | SF | 1.31
072123106224 | 3" thick, R12 | Insulation, poured, fiberglass, 3", R12 | SF | 1.77
072123106226 | 4" thick, R16 | Insulation, poured, fiberglass, 4", R16 | SF | 2.28
072123106230 | Mineral wool
072123106240 | 1" thick, R3 | Insulation, poured, mineral wool, 1", R3 | SF | 0.96
072123106242 | 2" thick, R6 | Insulation, poured, mineral wool, 2", R6 | SF | 1.48
072123106244 | 3" thick, R9 | Insulation, poured, mineral wool, 3", R9 | SF | 2.08
072123106246 | 4" thick, R12 | Insulation, poured, mineral wool, 4", R12 | SF | 2.44
072123106300 | Vermiculite or perlite
072123106310 | 2" thick, R4.8 | Insulation, poured, vermiculite, 2", R4.8 | SF | 1.44
072123106320 | 3" thick, R7.2 | Insulation, poured, vermiculite, 3", R7.2 | SF | 1.92
072123106330 | 4" thick, R9.6 | Insulation, poured, vermiculite, 4", R9.6 | SF | 2.46
072123108000 | Masonry, poured vermiculite or perlite
072123108020 | 4" block | Insulation, masonry, poured vermiculite, 4" block | SF | 0.92
072123108040 | 6" block | Insulation, masonry, poured vermiculite, 6" block | SF | 1.31
072123108060 | 8" block | Insulation, masonry, poured vermiculite, 8" block | SF | 1.77
072123108100 | 10" block | Insulation, masonry, poured vermiculite, 10" block | SF | 2.23
072123108120 | 12" block | Insulation, masonry, poured vermiculite, 12" block | SF | 2.69
072129100000 | SPRAYED INSULATION | SPRAYED INSULATION
072129101000 | Foam, sprayed on
072129101010 | Polystyrene
072129101020 | 1" thick, R4 | Insul, sprayed, foam, polystyrene, 1", R4 | SF | 1.55
072129101040 | 2" thick, R8 | Insul, sprayed, foam, polystyrene, 2", R8 | SF | 2.63
072129101050 | Urethane
072129101060 | 1" thick, R4 | Insul, sprayed, foam, urethane, 1", R7.7 | SF | 1.42
072129101080 | 2" thick, R8 | Insul, sprayed, foam, urethane, 2", R15.4 | SF | 2.36
072400000000 | EXTERIOR INSULATION AND FINISH SYSTEMS
072400100000 | AGGREGATE COATED PANELS | AGGREGATE COATED PANELS
072400100980 | Dryvit type system
072400101000 | 1" thick | Dryvit system, 1" thick | SF | 6.07
072400101020 | 1-1/2" thick | Dryvit system, 1-1/2" thick | SF | 6.41
072400101040 | 2" thick | Dryvit system, 2" thick | SF | 7.37
072401100000 | EXTERIOR INSULATION FINISH SYSTEM, EIFS | EXTERIOR INSULATION FINISH SYSTEM, EIFS
072401100900 | EIFS, 8' x 12' sheets, 2" thick | EIFS, 2" thick | SF | 4.66
072401101000 | 3" Thick | EIFS, 3" thick | SF | 5.88
072401101010 | 4" thick | EIFS, 4" thick | SF | 7.09
072401101020 | 5" thick | EIFS, 5" thick | SF | 8
072401101030 | 6" thick | EIFS, 6" thick | SF | 9.45
072401101600 | Mesh reinforcing
072401101610 | 15 oz. | EIFS, mesh, 15 oz. | SF | 1.53
072401101640 | 20 oz. | EIFS, mesh, 20 oz. | SF | 1.81
072401102000 | For Base & Finish Only | EIFS, Base & Finish Only | SF | 1.84
072401102100 | Water resistant finish, complete
072401102110 | Minimum | EIFS water resistant finish, complete, min. | SF | 1.76
072401102120 | Average | EIFS water resistant finish, complete, avg. | SF | 2.2
072401102130 | Maximum | EIFS water resistant finish, complete, max. | SF | 3.3
072600000000 | VAPOR RETARDERS
072600100000 | VAPOR BARRIERS | VAPOR BARRIERS
072600100980 | Vapor barrier, polyethylene
072600101000 | 2 mil | Vapor barrier, polyethylene, 2 mil | SF | 0.34
072600101010 | 6 mil | Vapor barrier, polyethylene, 6 mil | SF | 0.41
072600101020 | 8 mil | Vapor barrier, polyethylene, 8 mil | SF | 0.46
072600101040 | 10 mil | Vapor barrier, polyethylyne, 10 mil | SF | 0.47
073100000000 | SHINGLES AND TILES
073113100000 | ASPHALT SHINGLES | ASPHALT SHINGLES
073113101000 | Standard asphalt shingles, strip shingles
073113101020 | 210 lb/square | Shingles, asphalt strip, 210 lb/square | SQ | 209
073113101040 | 235 lb/square | Shingles, asphalt strip, 235 lb/square | SQ | 224
073113101060 | 240 lb/square | Shingles, asphalt strip, 240 lb/square | SQ | 242
073113101080 | 260 lb/square | Shingles, asphalt strip, 260 lb/square | SQ | 315
073113101100 | 300 lb/square | Shingles, asphalt strip, 300 lb/square | SQ | 355
073113101120 | 385 lb/square | Shingles, asphalt strip, 385 lb/square | SQ | 463
073113105980 | Roll roofing, mineral surface
073113106000 | 90 lb | Roll roofing, mineral surface, 90 lb | SQ | 114
073113106020 | 110 lb | Roll roofing, mineral surface, 110 lb | SQ | 161
073113106040 | 140 lb | Roll roofing, mineral surface, 140 Lb/square | SQ | 177
073113107000 | Roofing, accessories
073113107020 | 8" Starter strip (roll) | Roofing, accessory, 8" starter strip (roll) | LF | 3.11
073113107040 | Starter shingle | Roofing, accessory, starter shingle | LF | 2.78
073113107060 | Ice & water shield | Roofing, accessory, Ice & water shield | SF | 3.59
073116100000 | METAL SHINGLES | METAL SHINGLES
073116100980 | Aluminum, .020" thick
073116101000 | Plain | Shingles, metal, aluminum, 0.02" thick, plain | SQ | 449
073116101020 | Colors | Shingles, metal, aluminum, .020" thick, colors | SQ | 479
073116101960 | Steel, galvanized
073116101980 | 26 ga.
073116102000 | Plain | Shingles, metal, steel, galv, 26 ga, plain | SQ | 520
073116102020 | Colors | Shingles, metal, steel, galv, 26 ga, colors | SQ | 618
073116102030 | 24 ga.
073116102040 | Plain | Shingles, metal, steel, galv, 24 ga, plain | SQ | 581
073116102060 | Colors | Shingles, metal, steel, galv, 24 ga, colors | SQ | 691
073116102960 | Porcelain enamel, 22 ga.
073116103000 | Minimum | Shingles, porcelain enamel, 22 ga, minimum | SQ | 1065
073116103020 | Average | Shingles, porcelain enamel, 22 ga, average | SQ | 1200
073116103040 | Maximum | Shingles, porcelain enamel, 22 ga, maximum | SQ | 1320
073126100000 | SLATE SHINGLES | SLATE SHINGLES
073126100960 | Slate shingles
073126100980 | Pennsylvania
073126101000 | Ribbon | Shingles, slate, pennsylvania, ribbon | SQ | 986
073126101020 | Clear | Shingles, slate, pennsylvania, clear | SQ | 1159
073126101030 | Vermont
073126101040 | Black | Slate shingles, vermont, black | SQ | 1098
073126101060 | Gray | Shingles, slate, vermont, grey | SQ | 1172
073126101070 | Green | Shingles, slate, vermont, green | SQ | 1190
073126101080 | Red | Shingles, slate, vermont, red | SQ | 1827
073126101980 | Replacement shingles
073126102000 | Small jobs | Replacement shingles, small jobs | EA | 38.69
073126102020 | Large jobs | Replacement shingles, large jobs | SF | 22.96
073129100000 | WOOD SHINGLES | WOOD SHINGLES
073129101000 | Wood shingles, on roofs
073129101010 | White cedar, #1 shingles
073129101020 | 4" exposure | Shingles, wooden, roof, #1 cedar, on roofs, 4" exposure | SQ | 527
073129101040 | 5" exposure | Shingles, wooden, roof, #1 cedar, on roofs, 5" exposure | SQ | 433
073129101050 | #2 shingles
073129101060 | 4" exposure | Shingles, wooden, roof, #2 cedar, on roofs, 4" exposure | SQ | 451
073129101080 | 5" exposure | Shingles, wooden, roof, #2 cedar, on roofs, 5" exposure | SQ | 358
073129101090 | Resquared and rebutted
073129101100 | 4" exposure | Shingles, wooden, roof, rebutted, on roofs, 4" exposure | SQ | 498
073129101120 | 5" exposure | Shingles, wooden, roof, rebutted, on roofs, 5" exposure | SQ | 395
073129101140 | On walls
073129101150 | White cedar, #1 shingles
073129101160 | 4" exposure | Shingles, wooden, wall, #1 cedar, on walls, 4" exposure | SQ | 657
073129101180 | 5" exposure | Shingles, wooden, wall, #1 cedar, on walls,5" exposure | SQ | 550
073129101200 | 6" exposure | Shingles, wooden, wall, #1 cedar, on walls,6" exposure | SQ | 460
073129101210 | #2 shingles
073129101220 | 4" exposure | Shingles, wooden, wall, #2 cedar, on walls,4" exposure | SQ | 581
073129101240 | 5" exposure | Shingles, wooden, wall, #2 cedar, on walls,5" exposure | SQ | 475
073129101260 | 6" exposure | Shingles, wooden, wall, #2 cedar, on walls,6" exposure | SQ | 395
073129101300 | Add for fire retarding | Shingles, wooden, wall, #2 cedar, Add for fire retarding | SQ | 125
073129200000 | WOOD SHAKES | WOOD SHAKES
073129202010 | Shakes, hand split, 24" red cedar, on roofs
073129202020 | 5" exposure | Shingles, cedar shakes, 24", on roofs, 5" exposure | SQ | 1187
073129202040 | 7" exposure | Shingles, cedar shakes, 24", on roofs, 6" exposure | SQ | 1059
073129202060 | 9" exposure | Shingles, cedar shakes, 24", on roofs, 9" exposure | SQ | 944
073129202080 | On walls
073129202100 | 6" exposure | Wall shingles, cedar shakes, 24", on walls, 6" exposure | SQ | 1137
073129202120 | 8" exposure | Wall shingles, cedar shakes, 24", on walls, 8" exposure | SQ | 1026
073129202140 | 10" exposure | Wall shingles, cedar shakes, 24", on walls, 10" exposure | SQ | 938
073129203000 | Add for fire retarding | Wall shingles, cedar shakes, Add for fire retarding | SQ | 117
073200000000 | ROOF TILES
073216100000 | CONCRETE ROOF TILE | CONCRETE ROOF TILE
073216100100 | Concrete Roof Tile, Corrugated
073216100120 | 13"x16-1/2", 90/SQ, 950 LB/SQ Earthtone Colors | Conc Roof Tile , Corr 13" X 16-1/2, 950 LB, Earthtone | SQ | 575
073216100140 | Custom Blues | Conc Roof Tile , Corr 13" X 16-1/2, 950 LB, Custom Blues | SQ | 780
073216100160 | Custom Greens | Conc Roof Tile , Corr 13" X 16-1/2, 950 LB, Custom Greens | SQ | 616
073216100180 | Concrete Roof Tile, Shakes
073216100200 | 13"x16-1/2", 90/SQ,950 LB/SQ,Colors | Conc Roof Shake , 13" X 16-1/2, 950 LB, Colors | SQ | 626
074100000000 | ROOFING AND SIDING
074100100000 | MANUFACTURED ROOFS | MANUFACTURED ROOFS
074100101020 | Aluminum roof panels, for steel framing
074100101040 | Corrugated
074100101045 | Unpainted finish
074100101050 | .024" | Roof panels, natural, corr alum, 0.024" thick | SF | 4.02
074100101060 | .030" | Roof panels, natural, corr alum, 0.030" thick | SF | 5.31
074100101065 | Painted finish
074100101070 | .024" | Roof panels, painted, corr alum, 0.024" thick | SF | 4.57
074100101080 | .030" | Roof panels, painted, corr alum, 0.030" thick | SF | 5.47
074100101100 | V-beam
074100101110 | Unpainted finish
074100101120 | .032" | Roof panels, corr alum, nat, V-beam, .032" thick | SF | 4.91
074100101140 | .040" | Roof panels, corr alum, nat, V-beam, .040" thick | SF | 5.52
074100101160 | .050" | Roof panels, corr alum, nat, V-beam, .050" thick | SF | 6.44
074100101170 | Painted finish
074100101180 | .032" | Roof panels, corr alum, painted, V-beam, .032" thk | SF | 5.81
074100101200 | .040" | Roof panels, corr alum, painted, V-beam, .040" thk | SF | 6.56
074100101240 | .050" | Roof panels, corr alum, painted, V-beam, .050" thk | SF | 7.47
074100102020 | Steel roof panels, for structural steel framing
074100102040 | Corrugated, painted
074100102100 | 18 ga. | Roof panels, painted, corr steel, 18 ga | SF | 6.22
074100102120 | 20 ga. | Roof panels, painted, corr steel, 20 ga | SF | 5.92
074100102140 | 22 ga. | Roof panels, painted, corr steel, 22 ga | SF | 5.46
074100102160 | Box rib, painted
074100102180 | 18 ga. | Roof panels, painted, box rib steel, 18 ga | SF | 7.03
074100102200 | 20 ga. | Roof panels, painted, box rib steel, 20 ga | SF | 6.15
074100102220 | 22 ga. | Roof panels, painted, box rib steel, 22 ga | SF | 5.7
074100102240 | 4" rib, painted
074100102250 | 18 ga. | Roof panels, painted, 4" rib steel, 18 ga | SF | 7.9
074100102260 | 20 ga. | Roof panels, painted, 4" rib steel, 20 ga | SF | 7.02
074100102280 | 22 ga. | Roof panels, painted, 4" rib steel, 22 ga | SF | 6.51
074100102300 | Standing seam roof
074100102320 | 2" high seam, painted
074100102360 | 22 ga. | Roof, seam, 2" high, painted, 22 ga | SF | 8.68
074100102380 | 24 ga. | Roof, seam, 2" high, painted, 24 ga | SF | 8.55
074100102400 | 26 ga. | Roof, seam, 2" high, painted, 26 ga | SF | 8.39
074200000000 | WALL PANELS
074200300000 | MANUFACTURED WALLS | MANUFACTURED WALLS
074200302090 | Sandwich panels with 1-1/2" fiberglass insulation
074200302091 | Galvanized 18 ga. steel interior panels
074200302095 | Exterior panels
074200302100 | 16 ga. aluminum | Wall panels, 1-1/2" insul, 18 ga int, 16 ga alum ext | SF | 18.3
074200302120 | 18 ga. galvanized steel | Wall panels, 1-1/2" insul, 18 ga int, 18 ga steel ext | SF | 21.34
074200302140 | 20 ga. painted steel | Wall panels, 1-1/2" insul, 18 ga int, 20 ga steel ext | SF | 21.5
074200302160 | 20 ga. stainless steel | Wall panels, 1-1/2" insul, 18 ga int, 18 ga SS ext | SF | 21.72
074200303000 | Metal liner panels, 1-3/8" thick, 24" wide
074200303020 | Galvanized
074200303040 | 22 ga. | Wall panels, metal, 1-3/8" thk, 24" w, galv, 22 ga | SF | 6.4
074200303060 | 20 ga. | Wall panels, metal, 1-3/8" thk, 24" w, galv, 20 ga | SF | 6.78
074200303080 | 18 ga. | Wall panels, metal, 1-3/8" thk, 24" w, galv, 18 ga | SF | 7.7
074200303100 | Primed
074200303120 | 22 ga. | Wall panels, metal, 1-3/8" thk, 24" w, primed, 22 ga | SF | 5.6
074200303140 | 20 ga. | Wall panels, metal, 1-3/8" thk, 24" w, primed, 20 ga | SF | 6.03
074200303160 | 18 ga. | Wall panels, metal, 1-3/8" thk, 24" w, primed, 18 ga | SF | 6.78
074200500000 | METAL SIDING PANELS | METAL SIDING PANELS
074200501000 | Aluminum siding panels
074200501020 | Corrugated
074200501030 | Plain finish
074200501040 | .024" | Siding panels, corr aluminum, plain, 0.024" | SF | 5.54
074200501060 | .032" | Siding panels, corr aluminum, plain, 0.032" | SF | 5.94
074200501070 | Painted finish
074200501080 | .024" | Siding panels, corr aluminum, painted, 0.024" | SF | 6.09
074200501100 | .032" | Siding panels, corr aluminmum, painted, 0.032" | SF | 6.5
074200501120 | V-beam
074200501130 | Plain finish
074200501140 | .032" | Siding panels, alum, v beam, plain, .032" | SF | 6.68
074200501160 | .040" | Siding panels, alum, v beam, plain, .040" | SF | 7.2
074200501180 | .050" | Siding panels, alum, v beam, plain, .050" | SF | 8.24
074200501190 | Painted finish
074200501200 | .032" | Siding panels, alum, v beam, painted, .032" | SF | 7.47
074200501220 | .040" | Siding panels, alum, v beam, painted, .040" | SF | 8.22
074200501240 | .050" | Siding panels, alum, v beam, painted, .050" | SF | 10.29
074200501260 | 4" rib
074200501270 | Plain finish
074200501280 | .032" | Siding panels, alum, 4" rib, plain, .032" | SF | 6.86
074200501300 | .040" | Siding panels, alum, 4" rib, plain, .040" | SF | 7.2
074200501320 | .050" | Siding panels, alum, 4" rib, plain, .050" | SF | 7.95
074200501330 | Painted finish
074200501340 | .032" | Siding panels, alum, 4" rib, painted, .032" | SF | 7.78
074200501360 | .040" | Siding panels, alum, 4" rib, painted, .040" | SF | 7.94
074200501380 | .050" | Siding panels, alum, 4" rib, painted, .050" | SF | 8.54
074200502000 | Steel siding panels
074200502040 | Corrugated
074200502080 | 22 ga. | Siding panels, corr steel, 22 ga | SF | 8.25
074200502100 | 24 ga. | Siding panels, corr steel, 24 ga | SF | 8.01
074200502120 | 26 ga. | Siding panels, steel, corr, 26 ga | SF | 7.78
074200502140 | Box rib
074200502160 | 20 ga. | Siding panels, steel, box rib, 20 ga | SF | 9.61
074200502180 | 22 ga. | Siding panels, steel, box rib, 22 ga | SF | 8.94
074200502200 | 24 ga. | Siding panels, steel, box rib, 24 ga | SF | 8.53
074200502220 | 26 ga. | Siding panels, steel, box rib, 26 ga | SF | 7.99
074200503000 | Ribbed, sheets, galvanized
074200503020 | 22 ga. | Siding, sheets, ribbed, galv, 22 ga | SF | 6.73
074200503040 | 24 ga. | Siding, sheets, ribbed, galv, 24 ga | SF | 6.32
074200503060 | 26 ga. | Siding, sheets, ribbed, galv, 26 ga | SF | 5.77
074200503080 | 28 ga. | Siding, sheets, ribbed, galv, 28 ga | SF | 5.57
074200503200 | Primed
074200503220 | 24 ga. | Siding, sheets, ribbed, primed, 24 ga | SF | 6.32
074200503240 | 26 ga. | Siding, sheets, ribbed, primed, 26 ga | SF | 5.77
074200503260 | 28 ga. | Siding, sheets, ribbed, primed, 28 ga | SF | 5.57
074600000000 | SIDING
074623100000 | WOOD SIDING | WOOD SIDING
074623101000 | Beveled siding, cedar
074623101010 | A grade
074623101020 | 1/2 x 6 | Siding, beveled cedar, A grade, 1/2 x 6 | SF | 8.99
074623101040 | 1/2 x 8 | Siding, beveled cedar, A grade, 1/2 x 8 | SF | 8.27
074623101060 | 3/4 x 10 | Siding, beveled cedar, A grade, 3/4 x 10 | SF | 9.16
074623101070 | Clear
074623101080 | 1/2 x 6 | Siding, beveled cedar, clear, 1/2 x 6 | SF | 9.53
074623101100 | 1/2 x 8 | Siding, beveled cedar, clear, 1/2 x 8 | SF | 8.83
074623101120 | 3/4 x 10 | Siding, beveled cedar, clear, 3/4 x 10 | SF | 10.19
074623101130 | B grade
074623101140 | 1/2 x 6 | Siding, beveled, cedar, B grade, 1/2 x 6 | SF | 9.36
074623101160 | 1/2 x 8 | Siding, beveled, cedar, B grade, 1/2 x 8 | SF | 9.22
074623101180 | 3/4 x 10 | Siding, beveled, cedar, B grade, 3/4 x 10 | SF | 8.33
074623102000 | Board and batten
074623102010 | Cedar
074623102020 | 1x6 | Siding, board & batten, cedar, 1 x 6 | SF | 10.93
074623102040 | 1x8 | Siding, board & batten, cedar, 1 x 8 | SF | 9.5
074623102060 | 1x10 | Siding, board & batten, cedar, 1 x 10 | SF | 8.55
074623102080 | 1x12 | Siding, board & batten, cedar, 1 x 12 | SF | 7.68
074623102090 | Pine
074623102100 | 1x6 | Siding, board & batten, pine, 1 x 6 | SF | 6.34
074623102120 | 1x8 | Siding, board & batten, pine, 1 x 8 | SF | 5.47
074623102140 | 1x10 | Siding, board & batten, pine, 1 x 10 | SF | 5.04
074623102160 | 1x12 | Siding, board & batten, pine, 1 x 12 | SF | 4.58
074623102170 | Redwood
074623102180 | 1x6 | Siding, board & batten, redwood, 1 x 6 | SF | 11.53
074623102200 | 1x8 | Siding, board & batten, redwood, 1 x 8 | SF | 10.21
074623102220 | 1x10 | Siding, board & batten, redwood, 1 x 10 | SF | 9.35
074623102240 | 1x12 | Siding, board & batten, redwood, 1 x 12 | SF | 8.58
074623103000 | Tongue and groove
074623103010 | Cedar
074623103020 | 1x4 | Siding, T&G, cedar, 1 x 4 | SF | 11.93
074623103040 | 1x6 | Siding, T&G, cedar, 1 x 6 | SF | 11.43
074623103060 | 1x8 | Siding, T&G, cedar, 1 x 8 | SF | 10.76
074623103080 | 1x10 | Siding, T&G, cedar, 1 x 10 | SF | 10.45
074623103090 | Pine
074623103100 | 1x4 | Siding, T&G, pine, 1 x 4 | SF | 6.98
074623103120 | 1x6 | Siding, T&G, pine, 1 x 6 | SF | 6.62
074623103140 | 1x8 | Siding, T&G, pine, 1 x 8 | SF | 6.26
074623103160 | 1x10 | Siding, T&G, pine, 1 x 10 | SF | 5.96
074623103170 | Redwood
074623103180 | 1x4 | Siding, T&G, redwood, 1 x 4 | SF | 11.34
074623103200 | 1x6 | Siding, T&G, redwood, 1 x 6 | SF | 10.86
074623103220 | 1x8 | Siding, T&G, redwood, 1 x 8 | SF | 10.43
074623103240 | 1x10 | Siding, T&G, redwood, 1 x 10 | SF | 9.94
074629100000 | PLYWOOD SIDING | PLYWOOD SIDING
074629101000 | Rough sawn cedar, 3/8" thick | Siding, cedar, roughsawn, 3/8" thick | SF | 4.9
074629101020 | Fir, 3/8" thick | Siding, fir, roughsawn, 3/8" thick | SF | 3.93
074629101980 | Texture 1-11, 5/8" thick
074629102000 | Cedar | Siding, sheets, texture 1-11, 5/8" thick, cedar | SF | 5.85
074629102020 | Fir | Siding, sheets, texture 1-11, 5/8" thick, fir | SF | 4.96
074629102040 | Redwood | Siding, sheets, texture 1-11, 5/8" thick, redwood | SF | 5.94
074629102060 | Southern Yellow Pine | Siding, sheets, texture 1-11, 5/8" thick, so pine | SF | 4.59
074633100000 | PLASTIC SIDING | PLASTIC SIDING
074633101000 | Horizontal vinyl siding, solid
074633101010 | 8" wide
074633101020 | Standard | Siding, vinyl, solid, 8" wide, standard | SF | 4.91
074633101040 | Insulated | Siding, vinyl, solid, 8" wide, insulated | SF | 5.29
074633101050 | 10" wide
074633101060 | Standard | Siding, vinyl, solid, 10" wide, standard | SF | 4.74
074633101080 | Insulated | Siding, vinyl, solid, 10" wide, insulated | SF | 5.11
074633108500 | Vinyl moldings for doors and windows | Vinyl moldings for doors and windows | LF | 4.14
074646100000 | WOOD FIBER CEMENT SIDING | WOOD FIBER CEMENT SIDING
074646101000 | Lap siding 5/16" x 8.25 x 12', 7" exposure | Wood Fiber Lap siding 5/16" x 8.25 x 12', 7" exposure | SF | 4.98
074646102000 | Panel siding 4' x 8' | Wood Fiber 4Panel Siding 4' x 8' | SF | 4.3
074646103000 | Shingle siding 14-5/8" x 25-5/32" (per bundle) | Wood Fiber Shingle siding 14-5/8" x 25-5/32" (per bundle) | EA | 186
075100000000 | MEMBRANE ROOFING
075113100000 | BUILT-UP ASPHALT ROOFING | BUILT-UP ASPHALT ROOFING
075113100980 | Built-up roofing, asphalt felt, including gravel
075113101000 | 2 ply | Roofing, built-up, felt, inc gravel, 2-ply | SQ | 311
075113101500 | 3 ply | Roofing, built-up, felt incl gravel, 3-ply | SQ | 419
075113102000 | 4 ply | Roofing, built-up, felt incl gravel, 4-ply | SQ | 539
075113102090 | Walkway, for built-up roofs
075113102095 | 3' x 3' x
075113102100 | 1/2" thick | Roofing, walkway, built-up, 3'x 3'x 1/2" thick | SF | 5.84
075113102110 | 3/4" thick | Roofing, walkway, built-up, 3'x 3'x 3/4" thick | SF | 7.64
075113102120 | 1" thick | Roofing, walkway, built-up, 3'x 3'x 1" thick | SF | 8.06
075113102150 | Roof bonds
075113102155 | 10 yrs | Roofing, bonds, asphalt felt, 10 yrs | SQ | 49.19
075113102160 | 20 yrs | Roofing, bonds, asphalt felt, 20 yrs | SQ | 56.22
075113102195 | Cant strip, 4" x 4"
075113102200 | Treated wood | Cant strip, 4"x 4", treated wood | LF | 5.62
075113102260 | Foamglass | Cant strip, 4"x 4", foamglass | LF | 4.85
075113102280 | Mineral fiber | Cant strip, 4"x 4", mineral fiber | LF | 2.53
075113108000 | New gravel for built-up roofing, 400 lb/sq | New gravel for built-up roofing, 400 Lb/sq | SQ | 215
075113108220 | Roof gravel (ballast) | New roof gravel (ballast), for built-up | CY | 434
075113109000 | Aluminum coating, top surfacing, for built-up roofing | Aluminum coating, top surfacing, built-up roofing | SQ | 195
075113109500 | Remove 4-ply built-up roof (includes gravel) | Remove 4-ply built-up roof (includes gravel) | SQ | 391
075113109600 | Remove & replace gravel, includes flood coat | Remove & replace gravel, includes flood coat | SQ | 338
075300000000 | ELASTOMERIC MEMBRANE ROOFING
075300100000 | SINGLE-PLY ROOFING | SINGLE-PLY ROOFING
075300102000 | Elastic sheet roofing
075300102060 | Neoprene, 1/16" thick | Elastic sheet roofing, 1/16" thick, neoprene | SF | 3.82
075300102080 | EPDM rubber
075300102100 | 45 mil | Elastic sheet roofing, EPDM rubber, 45 mil | SF | 2.76
075300102110 | 60 mil | Elastic sheet roofing, EPDM rubber, 60 mil | SF | 3.42
075300102115 | PVC
075300102120 | 45 mil | Elastic sheet roofing, PVC, 45 mil | SF | 3.32
075300102140 | 60 mil | Elastic sheet roofing, PVC, 60 mil | SF | 3.76
075300102160 | TPO
075300102170 | 45 mil | Elastic sheet roofing, TPO, 45 mil | SF | 2.64
075300102180 | 60 mil | Elastic sheet roofing, TPO, 60 mil | SF | 3.24
075300102200 | Flashing
075300102220 | Pipe flashing, 90 mil thick
075300102260 | 1" pipe | Elastic sheet roofing, flashing 90 mil, 1" pipe | EA | 53.61
075300102280 | 2" pipe | Elastic sheet roofing, flashing 90 mil, 2" pipe | EA | 56.12
075300102290 | 3" pipe | Elastic sheet roofing, flashing 90 mil, 3" pipe | EA | 57.42
075300102300 | 4" pipe | Elastic sheet roofing, flashing 90 mil, 4" pipe | EA | 60.46
075300102310 | 5" pipe | Elastic sheet roofing, flashing 90 mil, 5" pipe | EA | 64.39
075300102320 | 6" pipe | Elastic sheet roofing, flashing 90 mil, 6" pipe | EA | 68.27
075300102330 | 8" pipe | Elastic sheet roofing, flashing 90 mil, 8" pipe | EA | 75.96
075300102340 | 10" pipe | Elastic sheet roofing, flashing 90 mil, 10" pipe | EA | 86.61
075300102350 | 12" pipe | Elastic sheet roofing, flashing 90 mil, 12" pipe | EA | 100
075300102360 | Neoprene flashing, 60 mil thick strip
075300102380 | 6" wide | Strip flashing, 60 mil thick, neoprene, 6" | LF | 8.58
075300102390 | 12" wide | Strip flashing, 60 mil thick, neoprene, 12" | LF | 13.83
075300102400 | 18" wide | Strip flashing, 60 mil thick, neoprene, 18" | LF | 19
075300102420 | 24" wide | Strip flashing, 60 mil thick, neoprene, 24" | LF | 27.39
075300102500 | Adhesives
075300102520 | Mastic sealer, applied at joints only
075300102540 | 1/4" bead | Adhesives, mastic sealer, joints only, 1/4" bead | LF | 0.63
075300103000 | Fluid applied roofing
075300103100 | Urethane, 2 part, elastomeric membrane
075300103101 | 1" thick | Fluid applied roofing, urethane, 2 comp, 1" thick | SF | 6.28
075300103200 | Vinyl liquid roofing, 2 coats, 2 mils per coat | Fluid applied roofing, vinyl, 2 coats, 2 mils | SF | 8.19
075300103300 | Silicone roofing, 2 coats sprayed, 16 mil per coat | Fluid applied roofing, silicone, 2 coats, 16 mil | SF | 6.58
075300103400 | Inverted roof system
075300103420 | Insulated membrane with coarse gravel ballast
075300103421 | 3 ply with 2" polystyrene | Inverted roof system, insul w/ballast, 3 ply, 2" poly | SF | 9.77
075300108000 | Ballast, 3/4" through 1-1/2" gravel, 100lb/sf | Ballast, 3/4" through 1-1/2" dia. river gravel, | SF | 1.3
075300108100 | Walkway for membrane roofs, 1/2" thick | Walkway for membrane roofs, 1/2" thick | SF | 5.3
076100000000 | FLASHING AND SHEET METAL
076100100000 | METAL ROOFING | METAL ROOFING
076100101000 | Sheet metal roofing, copper, 16 oz, batten seam | Sheet metal roofing, copper, 16 oz, batten seam | SQ | 2319
076100101020 | Standing seam | Sheet metal roofing, copper, 16 oz, standing seam | SQ | 2246
076100102000 | Aluminum roofing, natural finish
076100102005 | Corrugated, on steel frame
076100102010 | .0175" thick | Alum roofing, natural, corrug, on steel frame, .0175" | SQ | 363
076100102040 | .0215" thick | Alum roofing, natural, corrug, on steel frame, .0215" | SQ | 402
076100102060 | .024" thick | Alum roofing, natural, corrug, on steel frame, .024" | SQ | 438
076100102080 | .032" thick | Alum roofing, natural, corrug, on steel frame, .032" t | SQ | 484
076100102100 | V-beam, on steel frame
076100102120 | .032" thick | Alum roofing, natural, v-beam, on steel frame, .032" | SQ | 497
076100102130 | .040" thick | Alum roofing, natural, v-beam, on steel frame, .040" | SQ | 518
076100102140 | .050" thick | Alum roofing, natural, v-beam, on steel frame, .050" | SQ | 594
076100102200 | Ridge cap
076100102220 | .019" thick | Alum roofing, natural, ridge cap, .019" thick | LF | 6.85
076100102500 | Corrugated galvanized steel roofing, on steel frame
076100102520 | 28 ga. | Corrug galv steel roofing, on steel frame, 29 ga | SQ | 457
076100102540 | 26 ga. | Corrug galv steel roofing, on steel frame, 26 ga | SQ | 489
076100102550 | 24 ga. | Corrug galv steel roofing, on steel frame, 24 ga | SQ | 524
076100102560 | 22 ga. | Corrug galv steel roofing, on steel frame, 22 ga | SQ | 554
076100102580 | 26 ga., factory insulated with 1" polystyrene | 26 ga., factory insulated with 1" polystyrene | SQ | 823
076100102600 | Ridge roll
076100102620 | 10" wide | Ridge roll, 10" wide | LF | 4.91
076100102640 | 20" wide | Ridge roll, 20" wide | LF | 7.82
076200000000 | SHEET METAL FLASHING AND TRIM
076200100000 | FLASHING AND TRIM | FLASHING AND TRIM
076200100050 | Counter flashing
076200100060 | Aluminum, .032" | Counter flashing, aluminum, 0.032 | SF | 10.33
076200100100 | Stainless steel, .015" | Counter flashing, stainless, 0.015 | SF | 15.84
076200100105 | Copper
076200100110 | 16 oz. | Counter flashing, copper, 16 oz. | SF | 15.3
076200100112 | 20 oz. | Counter flashing, copper, 20 oz. | SF | 16.71
076200100114 | 24 oz. | Counter flashing, copper, 24 oz. | SF | 18.54
076200100116 | 32 oz. | Counter flashing, copper, 32 oz. | SF | 21.01
076200100118 | Valley flashing
076200100120 | Aluminum, .032" | Valley flashing, aluminum, 0.032 | SF | 6.62
076200100130 | Stainless steel, .015 | Valley flashing, stainless, 0.015 | SF | 10.45
076200100135 | Copper
076200100140 | 16 oz. | Valley flashing, copper, 16 oz. | SF | 12.37
076200100160 | 20 oz. | Valley flashing, copper, 20 oz. | SF | 15.41
076200100180 | 24 oz. | Valley flashing, copper, 24 oz. | SF | 15.61
076200100200 | 32 oz. | Valley flashing, copper, 32 oz. | SF | 18.08
076200100380 | Base flashing
076200100400 | Aluminum, .040" | Base flashing, aluminum, 0.040 | SF | 9.12
076200100410 | Stainless steel, .018" | Base flashing, stainless, 0.018 | SF | 13.17
076200100415 | Copper
076200100420 | 16 oz. | Base flashing, copper, 16 oz. | SF | 21.49
076200100422 | 20 oz. | Base flashing, copper, 20 oz. | SF | 22.67
076200100424 | 24 oz. | Base flashing, copper, 24 oz. | SF | 27.96
076200100426 | 32 oz. | Base flashing, copper, 32 oz. | SF | 32.91
076200102040 | Waterstop, T section, 22 ga.
076200102050 | 1-1/2" x 3" | Waterstop, "t" section, 22 ga, 1-1/2 x 3 | LF | 7.17
076200102060 | 2" x 2" | Waterstop, "t" section, 22 ga, 2 x 2 | LF | 7.52
076200102070 | 4" x 3" | Waterstop, "t" section, 22 ga, 4 x 3 | LF | 8.33
076200102080 | 6" x 4" | Waterstop, "t" section, 22 ga, 6 x 4 | LF | 8.58
076200102090 | 8" x 4" | Waterstop, "t" section, 22 ga, 8 x 4 | LF | 9.71
076200102500 | Scupper outlets
076200102520 | 10" x 10" x 4" | Flashing, scupper outlets, 10" x 10" x 4" | EA | 77.27
076200102530 | 22" x 4" x 4" | Flashing, scupper outlets, 22" x 4" x 4" | EA | 81.36
076200102540 | 8" x 8" x 5" | Flashing, scupper outlets, 8" x 8" x 5" | EA | 76.1
076200103201 | Flashing and trim, aluminum
076200103221 | .019" thick | Flashing & trim, aluminum, 0.019" thick | SF | 7.83
076200103231 | .032" thick | Flashing & trim, aluminum, 0.032" thick | SF | 8.33
076200103241 | .040" thick | Flashing & trim, aluminum, 0.040" thick | SF | 10.73
076200103310 | Neoprene sheet flashing, .060" thick | Neoprene sheet flashing, 0.060" thick | SF | 8.63
076200103320 | Copper, paper backed
076200103330 | 2 oz. | Neoprene sheet flashing, copper, paper, 2 sides, 2 oz | SF | 12.62
076200103340 | 5 oz. | Neoprene sheet flashing, copper, paper, 2 sides, 5 oz | SF | 14.03
076200103400 | Drainage boots, roof, cast iron
076200103420 | 2 x 3 | Drainage boots, roof, cast iron, 2 x 3 | LF | 183
076200103430 | 3 x 4 | Drainage boots, roof, cast iron, 3 x 4 | LF | 226
076200103440 | 4 x 5 | Drainage boots, roof, cast iron, 4 x 5 | LF | 244
076200103450 | 4 x 6 | Drainage boots, roof, cast iron, 4 x 6 | LF | 267
076200103460 | 5 x 7 | Drainage boots, roof, cast iron, 5 x 7 | LF | 295
076200107980 | Pitch pocket, copper, 16 oz.
076200108120 | 4 x 4 | Drainage boots, roof, cast niron, 4 x 4 | EA | 145
076200108140 | 6 x 6 | Pitch pocket, copper 16 oz, 6 x 6 | EA | 156
076200108160 | 8 x 8 | Pitch pocket, copper 16 oz, 8 x 8 | EA | 195
076200108180 | 8 x 10 | Pitch pocket, copper 16 oz, 8 x 10 | EA | 227
076200108200 | 8 x 12 | Pitch pocket, copper 16 oz, 8 x 12 | EA | 261
076200108400 | Reglets, copper 10 oz. | Reglets, copper, 10 oz | LF | 16.85
076200108420 | Stainless steel, .020" | Reglets, stainless steel, .020" | LF | 10.49
076200108480 | Gravel stop
076200108500 | Aluminum, .032"
076200108600 | 4" | Gravel stop, aluminum, 0.032", 4" | LF | 5.67
076200108620 | 6" | Gravel stop, aluminum, 0.032", 6" | LF | 7.12
076200108640 | 8" | Gravel stop, aluminum, 0.032", 8" | LF | 9.06
076200108660 | 10" | Gravel stop, aluminum, 0.032", 10" | LF | 10.59
076200108670 | Copper, 16 oz.
076200108680 | 4" | Gravel stop, copper, 16 oz, 4" | LF | 14.02
076200108700 | 6" | Gravel stop, copper, 16 oz, 6" | LF | 19.62
076200108720 | 8" | Gravel stop, copper, 16 oz, 8" | LF | 25.88
076200108740 | 10" | Gravel stop, copper, 16 oz, 10" | LF | 31.48
077100000000 | ROOFING SPECIALTIES
077100100000 | MANUFACTURED SPECIALTIES | MANUFACTURED SPECIALTIES
077100100080 | Moisture relief vent
077100100100 | Aluminum | Roofing, moisture relief vent, aluminum | EA | 40.11
077100100120 | Copper | Roofing, moisture relief vent, copper | EA | 90.4
077100100130 | Expansion joint
077100100135 | Aluminum
077100100140 | Opening to 2.5" | Roofing, expansion joint, alum, opening to 2.5" | LF | 27.78
077100100160 | Opening to 3.5" | Roofing, expansion joint, alum, opening to 3.5" | LF | 27.83
077100100170 | Copper, 16 oz.
077100100180 | Opening to 2.5" | Roofing, expansion joint, copper 16 oz, open to 2.5" | LF | 47.29
077100100200 | Opening to 3.5" | Roofing, expansion joint, copper 16 oz, open to 3.5" | LF | 57.65
077100100210 | Butyl or neoprene
077100100215 | 4" wide
077100100220 | 16 oz. copper bellows | Roofing, exp joint, butyl, 4" w, copper bellows | LF | 46.59
077100100240 | 28 ga. stainless steel bellows | Roofing, exp joint, butyl, 4" w, stnls stl bellows | LF | 31.39
077100100260 | 6" wide
077100100280 | Copper bellows | Roofing, exp joint, butyl, 6" w, copper bellows | LF | 51.05
077100100290 | Stainless steel
077100100300 | Opening to 2.5" | Roofing, exp joint, stnls stl, opening to 2.5" | LF | 31.22
077100100320 | Opening to 3.5" | Roofing, exp joint, stnls stl, opening to 3.5" | LF | 38.53
077100100800 | Smoke vent, 48" x 48"
077100100820 | Aluminum | Smoke vent, 48"x 48", aluminum | EA | 4126
077100100860 | Galvanized steel | Smoke vent, 48"x 48", galv steel | EA | 3651
077100100900 | Heat/smoke vent, 48" x 96"
077100101000 | Aluminum | Heat/smoke vent, 48"x 96", aluminum | EA | 5768
077100101020 | Galvanized steel | Heat/smoke vent, 48"x 96", galv steel | EA | 4958
077100102020 | Ridge vent strips
077100102040 | Mill finish | Ridge vent strips, mill finish | LF | 9.11
077100102050 | Connectors | Ridge vent strips, connectors | EA | 23.38
077100102060 | End cap | Ridge vent strips, end cap | EA | 24.24
077100102080 | Soffit vents
077100102085 | Mill finish
077100102090 | 2-1/2" wide | Soffit vent, mill finish, 2-1/2" wide | LF | 3.62
077100102100 | 3" wide | Soffit vent, mill finish, 3" wide | LF | 3.72
077100102125 | 6" wide | Soffit vent, mill finish, 6" wide | LF | 4.16
077100103000 | Roof hatches
077100103020 | Steel, plain, primed
077100103040 | 2'6" x 3'0" | Roof hatch, steel, primed, 2'-6"x 3'-0" | EA | 1200
077100103060 | 2'6" x 4'6" | Roof hatch, steel, primed, 2'6"x 4'6" | EA | 1737
077100103080 | 2'6" x 8'0" | Roof hatch, steel, primed, 2'6"x 8'0" | EA | 2670
077100103100 | Galvanized steel
077100103120 | 2'6" x 3'0" | Roof hatch, steel, galv, 2'-6"x 3'-0" | EA | 1432
077100103140 | 2'6" x 4'6" | Roof hatch, steel, galv, 2'6"x 4'6" | EA | 2126
077100103160 | 2'6" x 8'0" | Roof hatch, steel, galv, 2'6"x 8'0" | EA | 3304
077100103180 | Aluminum
077100103200 | 2'6" x 3'0" | Roof hatch, aluminum, 2'-6"x 3'-0" | EA | 1382
077100103220 | 2'6" x 4'6" | Roof hatch, aluminum, 2'6"x 4'6" | EA | 2049
077100103240 | 2'6" x 8'0" | Roof hatch, aluminum, 2'6"x 8'0" | EA | 3710
077100103520 | Ceiling access doors
077100103540 | Swing up model, metal frame
077100103550 | Steel door
077100103560 | 2'6" x 2'6" | Access door, ceiling, swing up, stl, 2'-6"x 2'-6" | EA | 770
077100103580 | 2'6" x 3'0" | Access door, ceiling, swing up, steel, 2'6"x 3'0" | EA | 818
077100103590 | Aluminum door
077100103600 | 2'6" x 2'6" | Access door, ceiling, swing up, alum, 2'-6"x 2'-6" | EA | 928
077100103620 | 2'6" x 3'0" | Access door, ceiling, swing up, aluminum, 2'6"x 3'0" | EA | 1002
077100103640 | Swing down model, metal frame
077100103650 | Steel door
077100103660 | 2'6" x 2'6" | Access door, ceiling, swing down, steel, 2'-6"x 2'-6" | EA | 1125
077100103670 | 2'6" x 3'0" | Access door, ceiling, swing down, steel, 2'-6"x 3'-0" | EA | 1200
077100103680 | Aluminum door
077100103690 | 2'6" x 2'6" | Access door, ceiling, swing down, alum, 2'-6"x 2'-6" | EA | 1325
077100103700 | 2'6" x 3'0" | Access door, ceiling, swing down, alum, 2'-6"x 3'-0" | EA | 1412
077100103709 | Stainless door
077100103710 | 12" x 12" | Access door, ceiling, swing down, SS, 12"x 12" | EA | 1072
077100103720 | 2'6" x 2'6" | Access door, ceiling, swing down, SS, 2'-6"x 2'-6" | EA | 1732
077100103730 | 2'6" x 3'0" | Access door, ceiling, swing down, SS, 2'-6"x 3'-0" | EA | 1842
077100103800 | Gravity ventilators, with curb, base, damper and screen
077100103820 | Stationary siphon
077100103830 | 6" dia. | Gravity ventilators, w/accessory, stat siphon, 6" dia | EA | 122
077100103840 | 12" dia. | Gravity ventilators, w/accessory, stat siphon, 12"di | EA | 173
077100103850 | 24" dia. | Gravity ventilators, w/accessory, stat siphon, 24"di | EA | 522
077100103860 | 36" dia. | Gravity ventilators, w/accessory, stat siphon, 36"di | EA | 1016
077100103900 | Wind driven spinner
077100103920 | 6" dia. | Gravity ventilators, wind driven spinner, 6" dia | EA | 158
077100103940 | 12" dia. | Gravity ventilators, wind driven spinner, 12" dia | EA | 195
077100103960 | 24" dia. | Gravity ventilators, wind driven spinner, 24" dia | EA | 608
077100103980 | 36" dia. | Gravity ventilators, wind driven spinner, 36" dia | EA | 1171
077100104000 | Stationary mushroom
077100104020 | 16" dia. | Gravity ventilators, stat mushroom, 16" dia | EA | 950
077100104060 | 30" dia. | Gravity ventilators, stat mushroom, 30" dia | EA | 2055
077100104080 | 36" dia. | Gravity ventilators, stat mushroom, 36" dia | EA | 2653
077100104100 | 42" dia. | Gravity ventilators, stat mushroom, 42" dia | EA | 3926
077123100000 | GUTTERS AND DOWNSPOUTS | GUTTERS AND DOWNSPOUTS
077123101500 | Copper gutter and downspout
077123101520 | Downspouts, 16 oz. copper
077123101530 | Round
077123101540 | 3" dia. | Downspout, copper, 16 oz, round, 3" D | LF | 20.72
077123101550 | 4" dia. | Downspout, copper, 16 oz, round, 4" D | LF | 24.64
077123101560 | Rectangular, corrugated
077123101570 | 2" x 3" | Downspout, copper, 16 oz, corrugated, 2"x 3" | LF | 19.96
077123101580 | 3" x 4" | Downspout, copper, 16 oz, corrugated, 3"x 4" | LF | 23.42
077123101585 | Rectangular, flat surface
077123101590 | 2" x 3" | Downspout, copper, 16 oz, flat surf, 2"x 3" | LF | 22.36
077123101600 | 3" x 4" | Downspout, copper, 16 oz, flat surf, 3"x 4" | LF | 29.62
077123101620 | Lead-coated copper downspouts
077123101625 | Round
077123101630 | 3" dia. | Lead-coated copper downspouts, round, 2" dia | LF | 29.27
077123101650 | 4" dia. | Lead-coated copper downspouts, round, 4" dia | LF | 35.17
077123101670 | Rectangular, corrugated
077123101680 | 2" x 3" | Lead-coated copper downspouts, rect, corr, 2"x 3" | LF | 25.61
077123101690 | 3" x 4" | Lead-coated copper downspouts, rect, corr, 3"x 4" | LF | 29.6
077123101695 | Rectangular, plain
077123101700 | 2" x 3" | Lead-coated copper downspouts, rect, plain, 2"x 3" | LF | 19.41
077123101750 | 3" x 4" | Lead-coated copper downspouts, rect, plain, 3"x 4" | LF | 21.7
077123101800 | Gutters, 16 oz. copper
077123101810 | Half round
077123101820 | 4" wide | Gutters, copper, half round, 4" wide | LF | 21.74
077123101840 | 5" wide | Gutters, copper, half round, 5" wide | LF | 25.73
077123101860 | Type K
077123101880 | 4" wide | Gutters, 16 oz, type k, 4" wide | LF | 23.32
077123101890 | 5" wide | Gutters, 16 oz, type k, 5" wide | LF | 24.93
077123101900 | Lead-coated copper gutters
077123101905 | Half round
077123101910 | 4" wide | Lead-coated copper gutters, half round, 4" wide | LF | 24.79
077123101920 | 6" wide | Lead-coated copper gutters, half round, 6" wide | LF | 31.94
077123101925 | Type K
077123101930 | 4" wide | Lead-coated copper gutters, type k, 4" wide | LF | 26.39
077123101940 | 5" wide | Lead-coated copper gutters, type k, 5" wide | LF | 32.77
077123103000 | Aluminum gutter and downspout
077123103005 | Downspouts
077123103010 | 2" x 3" | Downspout, aluminum, 2"x 3" | LF | 7.4
077123103030 | 3" x 4" | Downspout, aluminum, 3"x 4" | LF | 8.6
077123103035 | 4" x 5" | Downspout, aluminum, 4"x 5" | LF | 9.5
077123103038 | Round
077123103040 | 3" dia. | Downspout, aluminum, round, 3" D | LF | 8.72
077123103050 | 4" dia. | Downspout, aluminum, round, 4" D | LF | 10.09
077123103240 | Gutters, stock units
077123103260 | 4" wide | Gutter, aluminum, stock, 4" wide | LF | 10.83
077123103270 | 5" wide | Gutter, aluminum, stock, 5" wide | LF | 11.78
077123104101 | Galvanized steel gutter and downspout
077123104111 | Downspouts, round corrugated
077123104121 | 3" dia. | Downspout, galv steel, 2" or 3" D | LF | 8.08
077123104131 | 4" dia. | Downspout, galv steel, 4" D | LF | 9.07
077123104141 | 5" dia. | Downspout, galv steel, 5" D | LF | 11.33
077123104151 | 6" dia. | Downspout, galv steel, 6" D | LF | 13.2
077123104161 | Rectangular
077123104171 | 2" x 3" | Downspout, galv steel, rectangular, 2"x 3" | LF | 7.81
077123104191 | 3" x 4" | Downspout, galv steel, rectangular, 3"x 4" | LF | 8.6
077123104201 | 4" x 4" | Downspout, galv steel, rectangular, 4"x 4" | LF | 9.54
077123104300 | Gutters, stock units
077123104310 | 5" wide
077123104320 | Plain | Gutter, galv steel, 5" wide, plain | LF | 11.19
077123104330 | Painted | Gutter, galv steel, 5" wide, painted | LF | 11.4
077123104335 | 6" wide
077123104340 | Plain | Gutter, galv steel, 6" wide, plain | LF | 12.7
077123104360 | Painted | Gutter, galv steel, 6" wide, painted | LF | 13.12
078100000000 | FIREPROOFING
078100100000 | FIREPROOFING | FIREPROOFING
078100100980 | Sprayed on
078100101000 | 1" thick
078100101020 | On beams | Fireproofing, sprayed on, 1" thick, on beams | SF | 2.31
078100101040 | On columns | Fireproofing, sprayed on, 1" thick, on columns | SF | 2.19
078100101050 | On decks
078100101060 | Flat surface | Fireproofing, spray on, 1" thk, on decks, flat surf | SF | 1.55
078100101080 | Fluted surface | Fireproofing, spray on, 1" thk, on decks, fluted surf | SF | 1.96
078100101100 | 1-1/2" thick
078100101120 | On beams | Fireproofing, 1-1/2" thick, on beams | SF | 3.44
078100101140 | On columns | Fireproofing, 1-1/2" thick, on columns | SF | 3.42
078100101150 | On decks
078100101160 | Flat surface | Fireproofing, 1-1/2" thick, on decks, flat surface | SF | 2.16
078100101170 | Fluted surface | Fireproofing, 1-1/2" thick, on decks, fluted surf | SF | 2.68
079200000000 | JOINT SEALANTS
079200100000 | CAULKING | CAULKING
079200100100 | Caulk exterior, two component
079200100120 | 1/4 x 1/2 | Calk exterior, two component, 1/4 x 1/2 | LF | 4.53
079200100140 | 3/8 x 1/2 | Calk exterior, two component, 3/8 x 1/2 | LF | 5.21
079200100160 | 1/2 x 1/2 | Calk exterior, two component, 1/2 x 1/2 | LF | 6.02
079200100220 | Caulk interior, single component
079200100240 | 1/4 x 1/2 | Calk interior, single component, 1/4 x 1/2 | LF | 4.19
079200100260 | 3/8 x 1/2 | Calk interior, single component, 3/8 x 1/2 | LF | 4.72
079200100280 | 1/2 x 1/2 | Calk interior, single component, 1/2 x 1/2 | LF | 5.35
079200101000 | Butyl rubber fillers
079200101010 | 1/4" x 1/4" | Joint fillers, butyl rubber, 1/4 x 1/4 | LF | 2.47
079200101020 | 1/2" x 1/2" | Joint fillers, butyl rubber, 1/2 x 1/2 | LF | 3.94
079200101030 | 1/2" x 3/4" | Joint fillers, butyl rubber, 1/2 x 3/4 | LF | 5.12
079200101040 | 3/4" x 3/4" | Joint fillers, butyl rubber, 3/4 x 3/4 | LF | 5.7
079200101060 | 1" x 1" | Joint fillers, butyl rubber, 1 x 1 | LF | 6.5
079200101400 | Seals, O-ring type cord
079200101410 | 1/4" dia. | Joint fillers, neoprene, seals, "O" ring, 1/4" dia | LF | 2.97
079200101420 | 1/2" dia. | Joint fillers, neoprene, seals, "O" ring, 1/2" dia | LF | 4.87
079200101440 | 1" dia. | Joint fillers, neoprene, seals, "O" ring, 1" dia | LF | 11.91
079200101450 | 1-1/4" dia. | Joint fillers, neoprene, seals, "O" ring, 1-1/4" dia | LF | 14.63
079200101460 | 1-1/2" dia. | Joint fillers, neoprene, seals, "O" ring, 1-1/2" dia | LF | 18.91
079200101470 | 1-3/4" dia. | Joint fillers, neoprene, seals, "O" ring, 1-3/4" dia | LF | 26.65
079200101480 | 2" dia. | Joint fillers, neoprene, seals, "O" ring, 2" dia | LF | 33.8
079200101500 | Polyvinyl chloride, closed cell
079200101520 | 1/4" x 2" | Joint fillers, polyvinyl chloride, closed, 1/4 x 2 | LF | 3.55
079200101540 | 1/4" x 6" | Joint fillers, polyvinyl chloride, closed, 1/4 x 6 | LF | 5.68
079200101600 | Silicone foam penetration seal
079200101620 | 1/4" x 1/2" | Joint fillers, silicon foam seal, 1/4 x 1/2 | LF | 1.26
079200101640 | 1/2" x 1/2" | Joint fillers, silicon foam seal, 1/2 x 1/2 | LF | 1.78
079200101660 | 1/2" x 3/4" | Joint fillers, silicon foam seal, 1/2 x 3/4 | LF | 2.29
079200101680 | 3/4" x 3/4" | Joint fillers, silicon foam seal, 3/4 x 3/4 | LF | 3.02
079200101700 | 1/8" x 1" | Joint fillers, silicon foam seal, 1/8 x 1 | LF | 1.26
079200101720 | 1/8" x 3" | Joint fillers, silicon foam seal, 1/8 x 3 | LF | 2.29
079200101740 | 1/4" x 3" | Joint fillers, silicon foam seal, 1/4 x 3 | LF | 3.32
079200101760 | 1/4" x 6" | Joint fillers, silicon foam seal, 1/4 x 6 | LF | 5.35
079200101780 | 1/2" x 6" | Joint fillers, silicon foam seal, 1/2 x 6 | LF | 11.44
079200101800 | 1/2" x 9" | Joint fillers, silicon foam seal, 1/2 x 9 | LF | 17.95
079200101820 | 1/2" x 12" | Joint fillers, silicon foam seal, 1/2 x 12 | LF | 25.11
079200102020 | Oil base sealants and caulking
079200102040 | 1/4" x 1/4" | Sealants & caulking, oil base, 1/4 x 1/4 | LF | 2.1
079200102060 | 1/4" x 3/8" | Sealants & caulking, oil base, 1/4 x 3/8 | LF | 2.23
079200102080 | 1/4" x 1/2" | Sealants & caulking, oil base, 1/4 x 1/2 | LF | 2.34
079200102100 | 3/8" x 3/8" | Sealants & caulking, oil base, 3/8 x 3/8 | LF | 2.49
079200102120 | 3/8" x 1/2" | Sealants & caulking, oil base, 3/8 x 1/2 | LF | 2.66
079200102140 | 3/8" x 5/8" | Sealants & caulking, oil base, 3/8 x 5/8 | LF | 2.96
079200102160 | 3/8" x 3/4" | Sealants & caulking, oil base, 3/8 x 3/4 | LF | 3.18
079200102180 | 1/2" x 1/2" | Sealants & caulking, oil base, 1/2 x 1/2 | LF | 3.47
079200102200 | 1/2" x 5/8" | Sealants & caulking, oil base, 1/2 x 5/8 | LF | 3.95
079200102220 | 1/2" x 3/4" | Sealants & caulking, oil base, 1/2 x 3/4 | LF | 4.55
079200102240 | 1/2" x 7/8" | Sealants & caulking, oil base, 1/2 x 7/8 | LF | 4.73
079200102260 | 1/2" x 1" | Sealants & caulking, oil base, 1/2 x 1 | LF | 4.89
079200102280 | 3/4" x 3/4" | Sealants & caulking, oil base, 3/4 x 3/4 | LF | 5.11
079200102300 | 1" x 1" | Sealants & caulking, oil base, 1 x 1 | LF | 5.73
079200102400 | Polyurethane compounds
079200102420 | 1/4" x 1/4" | Sealants & caulking, polyurethane, 1/4 x 1/4 | LF | 2.29
079200102440 | 1/4" x 3/8" | Sealants & caulking, polyurethane, 1/4 x 3/8 | LF | 2.55
079200102460 | 1/4" x 1/2" | Sealants & caulking, polyurethane, 1/4 x 1/2 | LF | 2.76
079200102480 | 3/8" x 3/8" | Sealants & caulking, polyurethane, 3/8 x 3/8 | LF | 2.95
079200102500 | 3/8" x 1/2" | Sealants & caulking, polyurethane, 3/8 x 1/2 | LF | 3.26
079200102520 | 3/8" x 5/8" | Sealants & caulking, polyurethane, 3/8 x 5/8 | LF | 3.61
079200102540 | 3/8" x 3/4" | Sealants & caulking, polyurethane, 3/8 x 3/4 | LF | 3.99
079200102560 | 1/2" x 1/2" | Sealants & caulking, polyurethane, 1/2 x 1/2 | LF | 4.27
079200102580 | 1/2" x 5/8" | Sealants & caulking, polyurethane, 1/2 x 5/8 | LF | 4.78
079200102590 | 1/2" x 3/4" | Sealants & caulking, polyurethane, 1/2 x 3/4 | LF | 5.49
079200102600 | 1/2" x 7/8" | Sealants & caulking, polyurethane, 1/2 x 7/8 | LF | 5.98
079200102620 | 1/2" x 1" | Sealants & caulking, polyurethane, 1/2 x 1 | LF | 6.79
079200102640 | 3/4" x 3/4" | Sealants & caulking, polyurethane, 3/4 x 3/4 | LF | 6.71
079200102660 | 3/4" x 1" | Sealants & caulking, polyurethane, 3/4 x 1 | LF | 7.03
079200104000 | Backer rod, polyethylene
079200104100 | 1/4" | Sealants & caulking, backer rod, polyethylene, 1/4" | LF | 2.15
079200104120 | 1/2" | Sealants & caulking, backer rod, polyethylene, 1/2" | LF | 2.31
079200104140 | 3/4" | Sealants & caulking, backer rod, polyethylene, 3/4" | LF | 2.46
079200104160 | 1" | Sealants & caulking, backer rod, polyethylene, 1" | LF | 2.7
079500000000 | EXPANSION CONTROL
079500100000 | EXPANSION JOINTS | EXPANSION JOINTS
079500101000 | Expansion joints with covers, floor assembly type
079500101040 | With 1" space
079500101060 | Aluminum | Exp joint covers, floor assbly, w/1" space, alum | LF | 46.74
079500101080 | Bronze | Exp joint covers, floor assbly, w/1" space, bronze | LF | 82.54
079500101100 | Stainless steel | Exp joint covers, floor assbly, w/1" space, stnls stl | LF | 67.2
079500101200 | With 2" space
079500101210 | Aluminum | Exp joint covers, floor assbly, w/2" space, alum | LF | 49.26
079500101220 | Bronze | Exp joint covers, floor assbly, w/2" space, bronze | LF | 76.69
079500101240 | Stainless steel | Exp joint covers, floor assbly, w/2" space, stnls stl | LF | 69.12
079500101400 | Ceiling and wall assembly type
079500101420 | With 1" space
079500101430 | Aluminum | Exp joint covers, ceil/wall assbly, w/1" sp, alum | LF | 34.92
079500101440 | Bronze | Exp joint covers, ceil/wall assbly, w/1" sp, bronze | LF | 79.45
079500101450 | Stainless steel | Exp joint covers, ceil/wall assbly, w/1" sp, stls stl | LF | 73.27
079500101500 | With 2" space
079500101520 | Aluminum | Exp joint covers, ceil/wall assbly, w/2" sp, alum | LF | 36.89
079500101540 | Bronze | Exp joint covers, ceil/wall assbly, w/2" sp, bronze | LF | 84.59
079500101560 | Stainless steel | Exp joint covers, ceil/wall assbly, w/2" sp, stls stl | LF | 76.33
079500101600 | Exterior roof and wall, aluminum
079500101640 | Roof to roof
079500101660 | With 1" space | Exp, ext roof/wall, alum, roof to roof, w/1" space | LF | 67.39
079500101680 | With 2" space | Exp, ext roof/wall, alum, roof to roof, w/2" space | LF | 71.78
079500101700 | Roof to wall
079500101720 | With 1" space | Exp, ext roof/wall, alum, roof to wall, w/1" space | LF | 56.7
079500101740 | With 2" space | Exp, ext roof/wall, alum, roof to wall, w/2" space | LF | 64.55
079500101760 | Flat wall to wall
079500101780 | With 1" space | Exp, ext roof/wall, alum, flat wall to wall, w/1" sp | LF | 34.01
079500101790 | With 2" space | Exp, ext roof/wall, alum, flat wall to wall, w/2" sp | LF | 35.86
079500101800 | Corner to flat wall
079500101820 | With 1" space | Exp, ext roof/wall, alum, cnr to flat wall, w/1" sp | LF | 40.87
079500101840 | With 2" in space | Exp, ext roof/wall, alum, cnr to flat wall, w/2" sp | LF | 41.28
080000000000 | DOORS AND WINDOWS
081100000000 | METAL DOORS & TRANSOMS
081113100000 | METAL DOORS | METAL DOORS
081113101000 | Flush hollow metal, std. duty, 20 ga., 1-3/8" thick
081113101020 | 2-6 x 6-8 | Door, metal, flush hollow, 20 ga, 1-3/8", 2-6 x 6-8 | EA | 656
081113101040 | 2-8 x 6-8 | Door, metal, flush hollow, 20 ga, 1-3/8", 2-8 x 6-8 | EA | 694
081113101080 | 3-0 x 6-8 | Door, metal, flush hollow, 20 ga, 1-3/8", 3-0 x 6-8 | EA | 733
081113101090 | 1-3/4" thick
081113101100 | 2-6 x 6-8 | Door, metal, flush hollow, 20 ga, 1-3/4", 2-6 x 6-8 | EA | 669
081113101120 | 2-8 x 6-8 | Door, metal, flush hollow, 20 ga, 1-3/4", 2-8 x 6-8 | EA | 803
081113101150 | 3-0 x 6-8 | Door, metal, flush hollow, 20 ga, 1-3/4", 3-0 x 6-8 | EA | 749
081113101200 | 2-6 x 7-0 | Door, metal, flush hollow, 20 ga, 1-3/4", 2-6 x 7-0 | EA | 728
081113101210 | 2-8 x 7-0 | Door, metal, flush hollow, 20 ga, 1-3/4", 2-8 x 7-0 | EA | 749
081113101240 | 3-0 x 7-0 | Door, metal, flush hollow, 20 ga, 1-3/4", 3-0 x 7-0 | EA | 789
081113102110 | Heavy duty, 20 ga., unrated, 1-3/4"
081113102130 | 2-8 x 6-8 | Door, metal, h-duty, hm, 20 ga, 1-3/4", 2-8 x 6-8 | EA | 728
081113102135 | 3-0 x 6-8 | Door, metal, h-duty, hm, 20 ga, 1-3/4", 3-0 x 6-8 | EA | 773
081113102140 | 2-8 x 7-0 | Door, metal, h-duty, hm, 20 ga, 1-3/4", 2-8 x 7-0 | EA | 815
081113102150 | 3-0 x 7-0 | Door, metal, h-duty, hm, 20 ga, 1-3/4", 3-0 x 7-0 | EA | 792
081113102170 | 3-4 x 7-0 | Door, metal, h-duty, hm, 20 ga, 1-3/4", 3-4 x 7-0 | EA | 815
081113102200 | 18 ga., 1-3/4", unrated door
081113102210 | 2-0 x 7-0 | Door, metal, h-duty, hm, 18 ga, 1-3/4", 2-0 x 7-0 | EA | 764
081113102230 | 2-4 x 7-0 | Door, metal, h-duty, hm, 18 ga, 1-3/4", 2-4 x 7-0 | EA | 764
081113102235 | 2-6 x 7-0 | Door, metal, h-duty, hm, 18 ga, 1-3/4", 2-6 x 7-0 | EA | 764
081113102240 | 2-8 x 7-0 | Door, metal, h-duty, hm, 18 ga, 1-3/4", 2-8 x 7-0 | EA | 831
081113102260 | 3-0 x 7-0 | Door, metal, h-duty, hm, 18 ga, 1-3/4", 3-0 x 7-0 | EA | 775
081113102270 | 3-4 x 7-0 | Door, metal, h-duty, hm, 18 ga, 1-3/4", 3-4 x 7-0 | EA | 931
081113102310 | 2", unrated door
081113102320 | 2-0 x 7-0 | Door, metal, h-duty, hm, 18 ga, 2", unrated, 2-0 x 7-0 | EA | 842
081113102330 | 2-4 x 7-0 | Door, metal, h-duty, hm, 18 ga, 2", unrated, 2-4 x 7-0 | EA | 842
081113102340 | 2-6 x 7-0 | Door, metal, h-duty, hm, 18 ga, 2", unrated, 2-6 x 7-0 | EA | 842
081113102350 | 2-8 x 7-0 | Door, metal, h-duty, hm, 18 ga, 2", unrated, 2-8 x 7-0 | EA | 917
081113102360 | 3-0 x 7-0 | Door, metal, h-duty, hm, 18 ga, 2", unrated, 3-0 x 7-0 | EA | 940
081113102370 | 3-4 x 7-0 | Door, metal, h-duty, hm, 18 ga, 2", unrated, 3-4 x 7-0 | EA | 964
081113102400 | Galvanized metal door
081113102410 | 3-0 x 7-0 | Galvanized metal door, 3-0 x 7-0 | EA | 979
081113102450 | For lead lining in doors | For lead lining in doors | EA | 1599
081113102460 | For sound attenuation | For sound attenuation | EA | 145
081113104280 | Vision glass
081113104300 | 8" x 8" | Door, metal, vision glass, 8"x 8" | EA | 247
081113104320 | 8" x 48" | Door, metal, vision glass, 8"x 48" | EA | 315
081113104340 | Fixed metal louver | Door, metal, fixed metal louver | EA | 399
081113104350 | For fire rating, add
081113104370 | 3 hr door | For 3 hr door | EA | 691
081113104380 | 1-1/2 hr door | For 1-1/2 hr door | EA | 306
081113104400 | 3/4 hr door | For 3/4 hr door | EA | 153
081113104430 | 1' extra height, add to material, 20%
081113104440 | 1'6" extra height, add to material, 60%
081113104470 | For dutch doors with shelf, add to material, 100%
081113400000 | METAL DOOR FRAMES | METAL DOOR FRAMES
081113401000 | Hollow metal, stock, 18 ga., 4-3/4" x 1-3/4"
081113401020 | 2-0 x 7-0 | Door frames, metal, stock, 18 ga, 5-3/4", 2-0 x 7-0 | EA | 265
081113401040 | 2-4 x 7-0 | Door frames, metal, stock, 18 ga, 5-3/4", 2-4 x 7-0 | EA | 282
081113401060 | 2-6 x 7-0 | Door frames, metal, stock, 18 ga, 5-3/4", 2-6 x 7-0 | EA | 282
081113401080 | 2-8 x 7-0 | Door frames, metal, stock, 18 ga, 5-3/4", 2-8 x 7-0 | EA | 286
081113401100 | 3-0 x 7-0 | Door frames, metal, stock, 18 ga, 5-3/4", 3-0 x 7-0 | EA | 287
081113401120 | 4-0 x 7-0 | Door frames, metal, stock, 18 ga, 5-3/4", 4-0 x 7-0 | EA | 338
081113401140 | 5-0 x 7-0 | Door frames, metal, stock, 18 ga, 5-3/4", 5-0 x 7-0 | EA | 351
081113401160 | 6-0 x 7-0 | Door frames, metal, stock, 18 ga, 5-3/4", 6-0 x 7-0 | EA | 388
081113401500 | 16 ga., 6-3/4" x 1-3/4"
081113401520 | 2-0 x 7-0 | Door frames, mtl, stk, 16 ga, 6-3/4"x 1-3/4", 2-0 x 7-0 | EA | 288
081113401530 | 2-4 x 7-0 | Door frames, mtl, stk, 16 ga, 6-3/4"x 1-3/4", 2-4 x 7-0 | EA | 274
081113401535 | 2-6 x 7-0 | Door frames, mtl, stk, 16 ga, 6-3/4"x 1-3/4", 2-6 x 7-0 | EA | 278
081113401540 | 2-8 x 7-0 | Door frames, mtl, stk, 16 ga, 6-3/4"x 1-3/4", 2-8 x 7-0 | EA | 282
081113401550 | 3-0 x 7-0 | Door frames, mtl, stk, 16 ga, 6-3/4"x 1-3/4", 3-0 x 7-0 | EA | 296
081113401560 | 4-0 x 7-0 | Door frames, mtl, stk, 16 ga, 6-3/4"x 1-3/4", 4-0 x 7-0 | EA | 361
081113401580 | 6-0 x 7-0 | Door frames, mtl, stk, 16 ga, 6-3/4"x 1-3/4", 6-0 x 7-0 | EA | 394
081113401600 | Transom frame
081113401620 | 3-4 x 1-6 | Door frames, metal, steel transom, 3-4 x 1-6 | EA | 234
081113401640 | 3-8 x 1-6 | Door frames, metal, steel transom, 3-8 x 1-6 | EA | 234
081113401660 | 6-4 x 1-6 | Door frames, metal, steel transom, 6-4 x 1-6 | EA | 284
081113401680 | Transom sash
081113401690 | 3-0 x 1-4 | Door frames, metal, steel transom sash, 3-0 x 1-4 | EA | 216
081113401700 | 3-4 x 1-4 | Door frames, metal, steel transom sash, 3-4 x 1-4 | EA | 225
081113401720 | 6-0 x 1-4 | Door frames, metal, steel transom sash, 6-0 x 1-4 | EA | 284
081113401760 | 1' extension of frame, add | 1' extension of frame, add | EA | 23.85
081113401770 | 14 ga. frame, add | 14 ga frame, add | EA | 23.85
081113401775 | For fire rating, add
081113401780 | 3 hour | Transom sash, Add for fire rating, 3 hour | EA | 59.14
081113401790 | 1-1/2 hour | Transom sash, Add for fire rating, 1-1/2 hour | EA | 47.3
081113401800 | 3/4 hour | Transom sash, Add for fire rating, 3/4 hour | EA | 41.39
081113401810 | Lead lining in frame, add | Transom sash, Lead lining in frame, add | EA | 122
081113401900 | Sidelights, complete
081113401920 | 1-0 x 7-2 | Door frames, metal, sidelights, 8-0 x 7-2 | EA | 512
081113401940 | 1-4 x 7-2 | Door frames, metal, sidelights, 1-4 x 7-2 | EA | 554
081113401960 | 1-0 x 8-8 | Door frames, metal, sidelights, 8-0 x 8-8 | EA | 576
081113401970 | 1-6 x 8-8 | Door frames, metal, sidelights, 1-6 x 8-8 | EA | 595
081113402000 | 16 ga., 4-3/4" x 1-3/4"
081113402020 | 2-0 x 7-0 | Door frames, metal, 16 ga, 4-3/4"x 1-3/4", 2-0 x 7-0 | EA | 249
081113402030 | 2-4 x 7-0 | Door frames, metal, 16 ga, 4-3/4"x 1-3/4", 2-4 x 7-0 | EA | 251
081113402035 | 2-6 x 7-0 | Door frames, metal, 16 ga, 4-3/4"x 1-3/4", 2-6 x 7-0 | EA | 253
081113402040 | 2-8 x 7-0 | Door frames, metal, 16 ga, 4-3/4"x 1-3/4", 2-8 x 7-0 | EA | 256
081113402050 | 3-0 x 7-0 | Door frames, metal, 16 ga, 4-3/4"x 1-3/4", 3-0 x 7-0 | EA | 258
081113402060 | 4-0 x 7-0 | Door frames, metal, 16 ga, 4-3/4"x 1-3/4", 4-0 x 7-0 | EA | 297
081113402070 | 6-0 x 7-0 | Door frames, metal, 16 ga, 4-3/4"x 1-3/4", 6-0 x 7-0 | EA | 308
081113402100 | Transom frame
081113402120 | 3-4 x 1-6 | Door frames, metal, 16 ga, transoms, 3-4 x 1-6 | EA | 206
081113402140 | 3-8 x 1-6 | Door frames, metal, 16 ga, transoms, 3-8 x 1-6 | EA | 206
081113402160 | 6-4 x 1-6 | Door frames, metal, 16 ga, transoms, 6-4 x 1-6 | EA | 245
081113402180 | Transom sash
081113402200 | 3-0 x 1-4 | Door frames, metal, 16 ga, transom sash, 3-0 x 1-4 | EA | 192
081113402220 | 3-4 x 1-4 | Door frames, metal, 16 ga, transom sash, 3-4 x 1-4 | EA | 199
081113402240 | 6-0 x 1-4 | Door frames, metal, 16 ga, transom sash, 6-0 x 1-4 | EA | 245
081113402320 | 1' extension of door frame, add | 1' extension of door frame, add | EA | 21.68
081113402330 | 14 ga., metal frame, add | 14 ga metal frame, add | EA | 21.68
081113402335 | For fire rating, add
081113402340 | 3 hour | Door Frames, Add for fire rating, 3 hour | EA | 56.29
081113402360 | 1-1/2 hour | Door Frames, Add for fire rating, 1-1/2 hour | EA | 45.04
081113402380 | 3/4 hour | Door Frames, Add for fire rating, 3/4 hour | EA | 39.42
081113402390 | Lead lining in frame, add | Door Frames, Lead lining in frame, add | EA | 122
081113402400 | Sidelights, complete
081113402420 | 1-0 x 7-2 | Door frames, metal, 16 ga, sidelights, 8-0 x 7-2 | EA | 488
081113402440 | 1-4 x 7-2 | Door frames, metal, 16 ga, sidelights, 1-4 x 7-2 | EA | 509
081113402460 | 1-0 x 8-8 | Door frames, metal, 16 ga, sidelights, 8-0 x 8-8 | EA | 546
081113402480 | 1-4 x 8-8 | Door frames, metal, 16 ga, sidelights, 1-4 x 8-8 | EA | 556
081113402500 | 16 ga., 5-3/4" x 1-3/4"
081113402520 | 2-0 x 7-0 | Door frames, metal, 16 ga, 5-3/4"x 1-3/4", 2-0 x 7-0 | EA | 254
081113402530 | 2-4 x 7-0 | Door frames, metal, 16 ga, 5-3/4"x 1-3/4", 2-4 x 7-0 | EA | 257
081113402540 | 2-6 x 7-0 | Door frames, metal, 16 ga, 5-3/4"x 1-3/4", 2-6 x 7-0 | EA | 261
081113402550 | 2-8 x 7-0 | Door frames, metal, 16 ga, 5-3/4"x 1-3/4", 2-8 x 7-0 | EA | 262
081113402560 | 3-0 x 7-0 | Door frames, metal, 16 ga, 5-3/4"x 1-3/4", 3-0 x 7-0 | EA | 267
081113402580 | 4-0 x 7-0 | Door frames, metal, 16 ga, 5-3/4"x 1-3/4", 4-0 x 7-0 | EA | 312
081113402590 | 5-0 x 7-0 | Door frames, metal, 16 ga, 5-3/4"x 1-3/4", 5-0 x 7-0 | EA | 319
081113402600 | 6-0 x 7-0 | Door frames, metal, 16 ga, 5-3/4"x 1-3/4", 6-0 x 7-0 | EA | 326
081113402610 | Mullions, vertical
081113402640 | 5-1/4" x 1-3/4" | Door frames, mtl, 16 ga, mullions, vert, 5-1/4"x 1-3/4" | LF | 26.89
081113402650 | 5-1/4" x 2" | Door frames, mtl, 16 ga, mullions, vert, 5-1/4"x 2" | LF | 30.93
081113402700 | Horizontal
081113402730 | 5-1/4" x 1-3/4" | Door frames, mtl, 16 ga, mullions, horz, 5-1/4"x 1-3/4" | LF | 26.89
081113402740 | 5-1/4" x 2" | Door frames, mtl, 16 ga, mullions, horiz, 5-1/4"x 2" | LF | 30.93
081116100000 | ALUMINUM DOORS | ALUMINUM DOORS
081116101490 | Aluminum doors, commercial
081116101500 | Narrow stile
081116101520 | 2-6 x 7-0 | Alum door, narrow stile, single, 2-6 x 7-0 | EA | 1339
081116101540 | 3-0 x 7-0 | Alum door, narrow stile, single, 3-0 x 7-0 | EA | 1387
081116101560 | 3-6 x 7-0 | Alum door, narrow stile, single, 3-6 x 7-0 | EA | 1411
081116101570 | Pair
081116101580 | 5-0 x 7-0 | Alum door, narrow stile, double, 5-0 x 7-0 | EA | 2371
081116101600 | 6-0 x 7-0 | Alum door, narrow stile, double, 6-0 x 7-0 | EA | 2395
081116101620 | 7-0 x 7-0 | Alum door, narrow stile, double, 7-0 x 7-0 | EA | 2465
081116101700 | Wide stile
081116101720 | 2-6 x 7-0 | Alum door, wide stile, single, 2-6 x 7-0 | EA | 1710
081116101740 | 3-0 x 7-0 | Alum door, wide stile, single, 3-0 x 7-0 | EA | 1754
081116101760 | 3-6 x 7-0 | Alum door, wide stile, single, 3-6 x 7-0 | EA | 1795
081116101770 | Pair
081116101780 | 5-0 x 7-0 | Alum door, wide stile, double, 5-0 x 7-0 | EA | 3204
081116101800 | 6-0 x 7-0 | Alum door, wide stile, double, 6-0 x 7-0 | EA | 3313
081116101820 | 7-0 x 7-0 | Alum door, wide stile, double, 7-0 x 7-0 | EA | 3357
081400000000 | WOOD AND PLASTIC
081400100000 | WOOD DOORS | WOOD DOORS
081400100980 | Solid core, 1-3/8" thick
081400101000 | Birch faced
081400101020 | 2-4 x 7-0 | Door, flush, solid core, 1-3/8", birch, 2-4 x 7-0 | EA | 295
081400101040 | 2-8 x 7-0 | Door, flush, solid core, 1-3/8", birch, 2-8 x 7-0 | EA | 303
081400101060 | 3-0 x 7-0 | Door, flush, solid core, 1-3/8", birch, 3-0 x 7-0 | EA | 303
081400101070 | 3-4 x 7-0 | Door, flush, solid core, 1-3/8", birch, 3-4 x 7-0 | EA | 503
081400101080 | 2-4 x 6-8 | Door, flush, solid core, 1-3/8", birch, 2-4 x 6-8 | EA | 295
081400101090 | 2-6 x 6-8 | Door, flush, solid core, 1-3/8", birch, 2-6 x 6-8 | EA | 295
081400101095 | 2-8 x 6-8 | Door, flush, solid core, 1-3/8", birch, 2-8 x 6-8 | EA | 303
081400101100 | 3-0 x 6-8 | Door, flush, solid core, 1-3/8", birch, 3-0 x 6-8 | EA | 303
081400101120 | Lauan faced
081400101140 | 2-4 x 6-8 | Door, flush, solid core, 1-3/8", lauan, 2-4 x 6-8 | EA | 262
081400101160 | 2-8 x 6-8 | Door, flush, solid core, 1-3/8", lauan, 2-8 x 6-8 | EA | 273
081400101180 | 3-0 x 6-8 | Door, flush, solid core, 1-3/8", lauan, 3-0 x 6-8 | EA | 281
081400101200 | 3-4 x 6-8 | Door, flush, solid core, 1-3/8", lauan, 3-4 x 6-8 | EA | 396
081400101300 | Tempered hardboard faced
081400101320 | 2-4 x 7-0 | Door, flush, solid core, 1-3/8", hardboard, 2-4 x 7-0 | EA | 302
081400101340 | 2-8 x 7-0 | Door, flush, solid core, 1-3/8", hardboard, 2-8 x 7-0 | EA | 314
081400101360 | 3-0 x 7-0 | Door, flush, solid core, 1-3/8", hardboard, 3-0 x 7-0 | EA | 343
081400101380 | 3-4 x 7-0 | Door, flush, solid core, 1-3/8", hardboard, 3-4 x 7-0 | EA | 351
081400101420 | Hollow core, 1-3/8" thick
081400101440 | Birch faced
081400101460 | 2-4 x 7-0 | Door, flush, hollow core, 1-3/8", birch, 2-4 x 7-0 | EA | 262
081400101480 | 2-8 x 7-0 | Door, flush, hollow core, 1-3/8", birch, 2-8 x 7-0 | EA | 262
081400101500 | 3-0 x 7-0 | Door, flush, hollow core, 1-3/8", birch, 3-0 x 7-0 | EA | 271
081400101520 | 3-4 x 7-0 | Door, flush, hollow core, 1-3/8", birch, 3-4 x 7-0 | EA | 284
081400101600 | Lauan faced
081400101620 | 2-4 x 6-8 | Door, flush, hollow core, 1-3/8", lauan, 2-4 x 6-8 | EA | 183
081400101630 | 2-6 x 6-8 | Door, flush, hollow core, 1-3/8", lauan, 2-6 x 6-8 | EA | 190
081400101640 | 2-8 x 6-8 | Door, flush, hollow core, 1-3/8", lauan, 2-8 x 6-8 | EA | 212
081400101660 | 3-0 x 6-8 | Door, flush, hollow core, 1-3/8", lauan, 3-0 x 6-8 | EA | 217
081400101680 | 3-4 x 6-8 | Door, flush, hollow core, 1-3/8", lauan, 3-4 x 6-8 | EA | 229
081400101740 | Tempered hardboard faced
081400101760 | 2-4 x 7-0 | Door, flush, hollow core, 1-3/8", hardboard, 2-4 x 7-0 | EA | 185
081400101770 | 2-6 x 7-0 | Door, flush, hollow core, 1-3/8", hardboard, 2-6 x 7 | EA | 191
081400101780 | 2-8 x 7-0 | Door, flush, hollow core, 1-3/8", hardboard, 2-8 x 7-0 | EA | 200
081400101800 | 3-0 x 7-0 | Door, flush, hollow core, 1-3/8", hardboard, 3-0 x 7-0 | EA | 207
081400101820 | 3-4 x 7-0 | Door, flush, hollow core, 1-3/8", hardboard, 3-4 x 7-0 | EA | 216
081400101900 | Solid core, 1-3/4" thick
081400101920 | Birch faced
081400101940 | 2-4 x 7-0 | Door, flush, solid core, 1-3/4", birch, 2-4 x 7-0 | EA | 374
081400101950 | 2-6 x 7-0 | Door, flush, solid core, 1-3/4", birch, 2-6 x 7-0 | EA | 377
081400101960 | 2-8 x 7-0 | Door, flush, solid core, 1-3/4", birch, 2-8 x 7-0 | EA | 390
081400101970 | 3-0 x 7-0 | Door, flush, solid core, 1-3/4", birch, 3-0 x 7-0 | EA | 368
081400101980 | 3-4 x 7-0 | Door, flush, solid core, 1-3/4", birch, 3-4 x 7-0 | EA | 376
081400102000 | Lauan faced
081400102020 | 2-4 x 7-0 | Door, flush, solid core, 1-3/4", lauan, 2-4 x 7-0 | EA | 293
081400102030 | 2-6 x 7-0 | Door, flush, solid core, 1-3/4", lauan, 2-6 x 7-0 | EA | 314
081400102040 | 2-8 x 7-0 | Door, flush, solid core, 1-3/4", lauan, 2-8 x 7-0 | EA | 330
081400102060 | 3-0 x 7-0 | Door, flush, solid core, 1-3/4", lauan, 3-0 x 7-0 | EA | 337
081400102080 | 3-4 x 7-0 | Door, flush, solid core, 1-3/4", lauan, 3-4 x 7-0 | EA | 355
081400102140 | Tempered hardboard faced
081400102160 | 2-4 x 7-0 | Door, flush, solid core, 1-3/4", hardboard, 2-4 x 7-0 | EA | 300
081400102170 | 2-6 x 7-0 | Door, flush, solid core, 1-3/4", hardboard, 2-6 x 7-0 | EA | 320
081400102180 | 2-8 x 7-0 | Door, flush, solid core, 1-3/4", hardboard, 2-8 x 7-0 | EA | 341
081400102190 | 3-0 x 7-0 | Door, flush, solid core, 1-3/4", hardboard, 3-0 x 7-0 | EA | 355
081400102200 | 3-4 x 7-0 | Door, flush, solid core, 1-3/4", hardboard, 3-4 x 7-0 | EA | 368
081400102250 | Hollow core, 1-3/4" thick
081400102270 | Birch faced
081400102290 | 2-4 x 7-0 | Door, flush, hollow core, 1-3/4", birch, 2-4 x 7-0 | EA | 292
081400102295 | 2-6 x 7-0 | Door, flush, hollow core, 1-3/4", birch, 2-6 x 7-0 | EA | 292
081400102300 | 2-8 x 7-0 | Door, flush, hollow core, 1-3/4", birch, 2-8 x 7-0 | EA | 302
081400102320 | 3-0 x 7-0 | Door, flush, hollow core, 1-3/4", birch, 3-0 x 7-0 | EA | 302
081400102340 | 3-4 x 7-0 | Door, flush, hollow core, 1-3/4", birch, 3-4 x 7-0 | EA | 317
081400102400 | Lauan faced
081400102420 | 2-4 x 6-8 | Door, flush, hollow core, 1-3/4", lauan, 2-4 x 6-8 | EA | 215
081400102430 | 2-6 x 6-8 | Door, flush, hollow core, 1-3/4", lauan, 2-6 x 6-8 | EA | 227
081400102440 | 2-8 x 6-8 | Door, flush, hollow core, 1-3/4", lauan, 2-8 x 6-8 | EA | 215
081400102460 | 3-0 x 6-8 | Door, flush, hollow core, 1-3/4", lauan, 3-0 x 7-8 | EA | 222
081400102480 | 3-4 x 6-8 | Door, flush, hollow core, 1-3/4", lauan, 3-4 x 6-8 | EA | 225
081400102520 | Tempered hardboard
081400102540 | 2-4 x 7-0 | Door, flush, hollow core, 1-3/4", hardboard, 2-4 x 7-0 | EA | 205
081400102550 | 2-6 x 7-0 | Door, flush, hollow core, 1-3/4", hardboard, 2-6 x 7-0 | EA | 211
081400102560 | 2-8 x 7-0 | Door, flush, hollow core, 1-3/4", hardboard, 2-8 x 7-0 | EA | 215
081400102580 | 3-0 x 7-0 | Door, flush, hollow core, 1-3/4", hardboard, 3-0 x 7-0 | EA | 221
081400102600 | 3-4 x 7-0 | Door, flush, hollow core, 1-3/4", hardboard, 3-4 x 7-0 | EA | 226
081400102620 | Add-on, louver | Door, add-on, louver | EA | 116
081400102640 | Glass | Door, add-on, glass | EA | 187
081400102700 | Exterior doors, 3-0 x 7-0 x 2-1/2", solid core
081400102710 | Carved
081400102720 | One face | Ext doors, 3-0 x 7-0 x 2-1/2", solid core, 1 face | EA | 1355
081400102740 | Two faces | Ext doors, 3-0 x 7-0 x 2-1/2", solid core, 2 faces | EA | 1793
081400103000 | Closet doors, 1-3/4" thick
081400103001 | Bi-fold or bi-passing, includes frame and trim
081400103020 | Paneled
081400103040 | 4-0 x 6-8 | Closet door, bi-passing, paneled, 1-3/8", 4-0 x 6-8 | EA | 595
081400103060 | 6-0 x 6-8 | Closet door, bi-passing, paneled, 1-3/8", 6-0 x 6-8 | EA | 659
081400103070 | Louvered
081400103080 | 4-0 x 6-8 | Closet door, bi-passing, louver, 1-3/8", 4-0 x 6-8 | EA | 414
081400103100 | 6-0 x 6-8 | Closet door, bi-passing, louver, 1-3/8", 6-0 x 6-8 | EA | 466
081400103130 | Flush
081400103140 | 4-0 x 6-8 | Closet door, bi-passing, flush, 1-3/8", 4-0 x 6-8 | EA | 338
081400103160 | 6-0 x 6-8 | Closet door, bi-passing, flush, 1-3/8", 6-0 x 6-8 | EA | 395
081400103170 | Primed
081400103180 | 4-0 x 6-8 | Closet door, bi-passing, primed, 1-3/8", 4-0 x 6-8 | EA | 358
081400103200 | 6-0 x 6-8 | Closet door, bi-passing, primed, 1-3/8", 6-0 x 6-8 | EA | 384
081400900000 | WOOD FRAMES | WOOD FRAMES
081400900080 | Frame, interior, pine
081400900100 | 2-6 x 6-8 | Door frame, pine, interior, 2-6 x 6-8 | EA | 199
081400900140 | 2-8 x 6-8 | Door frame, pine, interior, 2-8 x 6-8 | EA | 206
081400900160 | 3-0 x 6-8 | Door frame, pine, interior, 3-0 x 6-8 | EA | 209
081400900180 | 5-0 x 6-8 | Door frame, pine, interior, 5-0 x 6-8 | EA | 213
081400900200 | 6-0 x 6-8 | Door frame, pine, interior, 6-0 x 6-8 | EA | 218
081400900220 | 2-6 x 7-0 | Door frame, pine, interior, 2-6 x 7-0 | EA | 211
081400900240 | 2-8 x 7-0 | Door frame, pine, interior, 2-8 x 7-0 | EA | 224
081400900260 | 3-0 x 7-0 | Door frame, pine, interior, 3-0 x 7-0 | EA | 228
081400900280 | 5-0 x 7-0 | Door frame, pine, interior, 5-0 x 7-0 | EA | 286
081400900300 | 6-0 x 7-0 | Door frame, pine, interior, 6-0 x 7-0 | EA | 289
081400901000 | Exterior, custom, with threshold, including trim
081400901040 | Walnut
081400901060 | 3-0 x 7-0 | Door frame, walnut, exterior, 3-0 x 7-0 | EA | 532
081400901080 | 6-0 x 7-0 | Door frame, walnut, exterior, 6-0 x 7-0 | EA | 581
081400901090 | Oak
081400901100 | 3-0 x 7-0 | Door frame, oak, exterior, 3-0 x 7-0 | EA | 504
081400901120 | 6-0 x 7-0 | Door frame, oak, exterior, 6-0 x 7-0 | EA | 545
081400901200 | Pine
081400901220 | 2-4 x 7-0 | Door frame, pine, exterior, 2-4 x 7-0 | EA | 286
081400901240 | 2-6 x 7-0 | Door frame, pine, exterior, 2-6 x 7-0 | EA | 290
081400901280 | 2-8 x 7-0 | Door frame, pine, exterior, 2-8 x 7-0 | EA | 320
081400901300 | 3-0 x 7-0 | Door frame, pine, exterior, 3-0 x 7-0 | EA | 329
081400901320 | 3-4 x 7-0 | Door frame, pine, exterior, 3-4 x 7-0 | EA | 348
081400901340 | 6-0 x 7-0 | Door frame, pine, exterior, 6-0 x 7-0 | EA | 467
083100000000 | SPECIALTY DOORS AND FRAMES
083113100000 | CONTROL | CONTROL
083113101020 | Access control, 7' high, indoor or outdoor impenetrability
083113101040 | Remote or card control, type B | Access control, 7'hi, impenetr, remote/card, type B | EA | 3079
083113101060 | Free passage, type B | Access control, 7'hi, impenetr, free passage, type B | EA | 2708
083113101080 | Remote or card control, type AA | Access control, 7'hi, impenetr, remote/card, type AA | EA | 4250
083113101100 | Free passage, type AA | Access control, 7'hi, impenetr, free passage, type AA | EA | 3952
083400000000 | SPECIAL FUNCTION DOORS
083400100000 | SPECIAL DOORS | SPECIAL DOORS
083400101000 | Vault door and frame, class 5, steel | Vault door and frame, class 5, steel | EA | 8756
083400101400 | Overhead door, coiling insulated
083400101500 | Chain gear, no frame, 12' x 12' | Overhead door, chain gear, no frame, 12'X 12' | EA | 4433
083400102000 | Aluminum, bronze glass panels, 12-9 x 13-0 | Overhead door, alum, bronze glass panels, 12-9X13-0 | EA | 4668
083400102200 | Garage, flush, ins. metal, primed, 9-0 x 7-0 | Garage door, flush metal, primed, 9-0 x 7-0 | EA | 1370
083400103020 | Sliding fire doors, motorized, fusible link, 3 hr.
083400103040 | 3-0 x 6-8 | Slid metal fire doors, motor, fus link, 3 hr, 3-0x6-8 | EA | 7257
083400103060 | 3-8 x 6-8 | Slid metal fire doors, motor, fus link, 3 hr, 3-8x6-8 | EA | 7322
083400103080 | 4-0 x 8-0 | Slid metal fire doors, motor, fus link, 3 hr, 4-0x8-0 | EA | 7430
083400103100 | 5-0 x 8-0 | Slid metal fire doors, motor, fus link, 3 hr, 5-0x8-0 | EA | 7534
083400103180 | Metal clad doors, including electric motor
083400103200 | Light duty
083400103220 | Minimum | Metal clad doors, incl elec motor, light duty, min | SF | 58.67
083400103240 | Maximum | Metal clad doors, incl elec motor, light duty, max | SF | 105
083400103250 | Heavy duty
083400103260 | Minimum | Metal clad doors, incl elec motor, heavy duty, min | SF | 111
083400103280 | Maximum | Metal clad doors, incl elec motor, heavy duty, max | SF | 164
083400103300 | Hangar doors, based on 150' openings
083400103320 | To 20' high | Hanger doors, based on 150' openings, To 20' high | SF | 73.39
083400103340 | 20' to 40' high | Hanger doors, based on 150' openings, 20' to 40' hi | SF | 74.61
083400103360 | 40' to 60' high | Hanger doors, based on 150' openings, 40' to 60' hi | SF | 75.55
083400103380 | 60' to 80' high | Hanger doors, based on 150' openings, 60' to 80' hi | SF | 75.82
083400103400 | Over 80' high | Hanger doors, based on 150' openings, Over 80' high | SF | 105
083400103480 | Counter doors (roll-up shutters), std, manual
083400103500 | Opening, 4' high
083400103520 | 4' wide | Counter doors, sandard, manual, 4'high, 4' wide | EA | 1331
083400103540 | 6' wide | Counter doors, sandard, manual, 4'high, 6' wide | EA | 1562
083400103560 | 8' wide | Counter doors, sandard, manual, 4'high, 8' wide | EA | 1734
083400103580 | 10' wide | Counter doors, sandard, manual, 4'high, 10' wide | EA | 2123
083400103590 | 14' wide | Counter doors, sandard, manual, 4'high, 14' wide | EA | 2398
083400103600 | 6' high
083400103610 | 4' wide | Counter doors, sandard, manual, 6' high, 4' wide | EA | 1452
083400103620 | 6' wide | Counter doors, sandard, manual, 6' high, 6' wide | EA | 1747
083400103630 | 8' wide | Counter doors, sandard, manual, 6' high, 8' wide | EA | 1918
083400103640 | 10' wide | Counter doors, sandard, manual, 6' high, 10' wide | EA | 2260
083400103650 | 14' wide | Counter doors, sandard, manual, 6' high, 14' wide | EA | 2571
083400103660 | For stainless steel, add to material, 40%
083400103670 | For motor operator, add | For motor operator, add | EA | 1518
083400103700 | Service doors (roll-up shutters), std, manual
083400103800 | Opening
083400103820 | 8' high x 8' wide | Service doors, std, manual, opening, 8' hi x 8' wide | EA | 1774
083400103830 | 10' high x 10' wide | Service doors, std, manual, opening, 10' hi x 12' wide | EA | 2332
083400103840 | 12' high x 12' wide | Service doors, std, manual, opening, 12' hi x 12' wide | EA | 2871
083400103850 | 14' high x 14' wide | Service doors, std, manual, opening, 14' hi x 14' wide | EA | 3783
083400103860 | 16' high x 14' wide | Service doors, std, manual, opening, 16' hi x 14' wide | EA | 4751
083400103870 | 20' high x 14' wide | Service doors, std, manual, opening, 20' hi x 14' wide | EA | 5873
083400103880 | 24' high x 16' wide | Service doors, std, manual, opening, 24' hi x 16' wide | EA | 8066
083400103890 | For motor operator
083400103900 | Up to 12-0 x 12-0, add | For motor operator, Up to 12-0 x 12-0, add | EA | 1546
083400103920 | Over 12-0 x 12-0, add | For motor operator, Over 12-0 x 12-0, add | EA | 1980
083400104000 | Roll-up doors
083400104050 | 13-0 high x 14-0 wide | Roll-up doors, 13-0 high x 14-0 wide | EA | 3192
083400104060 | 12-0 high x 14-0 wide | Roll-up doors, 12-0 high x 14-0 wide | EA | 3748
083400104100 | Top coiling grilles, manual, steel or aluminum
083400104120 | Opening, 4' high x
083400104140 | 4' wide | Top coiling grilles, man op, steel or alum, 4'hx4'w | EA | 2159
083400104160 | 6' wide | Top coiling grilles, man op, steel or alum, 4'hx6'w | EA | 2220
083400104180 | 8' wide | Top coiling grilles, man op, steel or alum, 4'hx8'w | EA | 2646
083400104200 | 12' wide | Top coiling grilles, man op, steel or alum, 4'hx12'w | EA | 2988
083400104220 | 16' wide | Top coiling grilles, man op, steel or alum, 4'hx16'w | EA | 3582
083400104230 | 6' high x
083400104240 | 4' wide | Top coiling grilles, man op, steel or alum, 6'hx4'w | EA | 2605
083400104260 | 6' wide | Top coiling grilles, man op, steel or alum, 6'hx6'w | EA | 2880
083400104280 | 8' wide | Top coiling grilles, man op, steel or alum, 6'hx8'w | EA | 3040
083400104300 | 12' wide | Top coiling grilles, man op, steel or alum, 6'hx12'w | EA | 3595
083400104320 | 16' wide | Top coiling grilles, man op, steel or alum, 6'hx16'w | EA | 4587
083400104400 | Side coiling grilles, manual, aluminum
083400104430 | Opening, 8' high x
083400104440 | 18' wide | Side coiling grills, man op, alum, 8' h x 18' w | EA | 12420
083400104460 | 24' wide | Side coiling grills, man op, alum, 8' h x 24' w | EA | 14847
083400104470 | 12' high x
083400104480 | 12' wide | Side coiling grills, man op, alum, 12' h x 12' w | EA | 12488
083400104490 | 18' wide | Side coiling grills, man op, alum, 12' h x 18' w | EA | 14847
083400104500 | 24' wide | Side coiling grills, man op, alum, 12' h x 24' w | EA | 18799
083400105000 | Accordion folding, tracks and fittings included
083400105020 | Vinyl covered, 2 layers | Accordion doors, complete, vinyl | SF | 47.16
083400105040 | Woven mahogany and vinyl | Accordion doors, complete, wood & vinyl | SF | 50.91
083400105060 | Economy vinyl | Accordion doors, complete, economy | SF | 44.85
083400105080 | Rigid polyvinyl chloride | Accordion doors, complete, rigid PVC | SF | 52.71
083400105200 | Sectional wood overhead, frames not incl.
083400105220 | Commercial grade, HD, 1-3/4" thick, manual
083400105240 | 8' x 8' | Sect wood oh doors, comm, man, hd, 1-3/4" thk, 8'x8' | EA | 2141
083400105260 | 10' x 10' | Sect wood oh doors, comm, man, hd, 1-3/4" thk, 10'x10' | EA | 2850
083400105280 | 12' x 12' | Sect wood oh doors, comm, man, hd, 1-3/4" thk, 12'x12' | EA | 3563
083400105290 | Chain hoist
083400105300 | 12' x 16' high | Sect wood oh doors, comm, chain, hd, 1-3/4" thk, 14'x14 | EA | 5131
083400105320 | 14' x 14' high | Sect wood oh doors, comm, chain, hd, 1-3/4" thk, 12'x16 | EA | 5152
083400105340 | 20' x 8' high | Sect wood oh doors, comm, chain, hd, 1-3/4" thk, 20'x8' | EA | 5186
083400105360 | 16' high | Sect wood oh doors, comm, chain, hd, 1-3/4" thk, 20'x16 | EA | 10014
083400105800 | Sectional metal overhead doors, complete
083400105900 | Residential grade, manual
083400106020 | 9' x 7' | Sect met oh doors, residential grade, manual, 9'x7' | EA | 1046
083400106040 | 16' x 7' | Sect met oh doors, residential grade, manual, 16'x7' | EA | 1691
083400106100 | Commercial grade
083400106120 | 8' x 8' | Sect met oh doors, comm grade, manual, 8' x 8' | EA | 1761
083400106140 | 10' x 10' | Sect met oh doors, comm grade, manual, 10' x 10' | EA | 2185
083400106160 | 12' x 12' | Sect met oh doors, comm grade, manual, 12' x 12' | EA | 3209
083400106180 | 20' x 14', with chain hoist | Sect met oh doors, comm grade, chain, 20' x 14' | EA | 7360
083400106400 | Sliding glass doors
083400106410 | Tempered plate glass, 1/4" thick
083400106420 | 6' wide
083400106440 | Economy grade | Sliding doors, tempered glass, 1/4" thk, 6'w, economy | EA | 1407
083400106450 | Premium grade | Sliding doors, tempered glass, 1/4" thk, 6'w, premium | EA | 2092
083400106455 | 12' wide
083400106460 | Economy grade | Sliding doors, tempered glass, 1/4" thk, 12'w, economy | EA | 2003
083400106465 | Premium grade | Sliding doors, tempered glass, 1/4" thk, 12'w, premium | EA | 2800
083400106470 | Insulating glass, 5/8" thick
083400106475 | 6' wide
083400106480 | Economy grade | Sliding doors, insul glass, 5/8" thk, 6'w, economy | EA | 1670
083400106490 | Premium grade | Sliding doors, insul glass, 5/8" thk, 6'w, premium | EA | 2069
083400106500 | 12' wide
083400106510 | Economy grade | Sliding doors, insul glass, 5/8" thk, 12'w, economy | EA | 2150
083400106515 | Premium grade | Sliding doors, insul glass, 5/8" thk, 12'w, premium | EA | 3198
083400106520 | 1" thick
083400106525 | 6' wide
083400106530 | Economy grade | Sliding doors, insul glass, 1" thk, 6'w, economy | EA | 2032
083400106535 | Premium grade | Sliding doors, insul glass, 1" thk, 6'w, premium | EA | 2302
083400106540 | 12' wide
083400106550 | Economy grade | Sliding doors, insul glass, 1" thk, 12'w, economy | EA | 3137
083400106560 | Premium grade | Sliding doors, insul glass, 1" thk, 12'w, premium | EA | 4400
083400106600 | Added costs
083400106610 | Custom quality, add to material, 30%
083400106630 | Tempered glass, 6' wide, add | Tempered glass, 6' wide, add | SF | 4.9
083400106650 | Vertical lift doors, channel frame construction
083400106670 | 20' high x
083400106720 | 10' wide | Vert lift doors, channel frame, 20' hi x 10' wide | EA | 41762
083400106730 | 15' wide | Vert lift doors, channel frame, 20' hi x 15' wide | EA | 51850
083400106740 | 20' wide | Vert lift doors, channel frame, 20' hi x 20' wide | EA | 57997
083400106750 | 25' wide | Vert lift doors, channel frame, 20' hi x 25' wide | EA | 63041
083400106755 | 25' high x
083400106760 | 20' wide | Vert lift doors, channel frame, 25' hi x 20' wide | EA | 65563
083400106770 | 25' wide | Vert lift doors, channel frame, 25' hi x 25' wide | EA | 73553
083400106775 | 30' high x
083400106780 | 25' wide | Vert lift doors, channel frame, 30' hi x 25' wide | EA | 78597
083400106790 | 30' wide | Vert lift doors, channel frame, 30' hi x 30' wide | EA | 86163
083400106800 | 35' wide | Vert lift doors, channel frame, 30' hi x 35' wide | EA | 101295
083400106850 | Residential storm door
083400106900 | Minimum | Residential storm door, minimum | EA | 312
083400106920 | Average | Residential storm door, average | EA | 370
083400106940 | Maximum | Residential storm door, maximum | EA | 719
084100000000 | ENTRANCES AND STOREFRONTS
084100100000 | STOREFRONTS | STOREFRONTS
084100100135 | Storefront, aluminum and glass
084100100140 | Minimum | Storefront, aluminum & glass, minimum | SF | 46.21
084100100150 | Average | Storefront, aluminum & glass, average | SF | 65.18
084100100160 | Maximum | Storefront, aluminum & glass, maximum | SF | 120
084100101020 | Entrance doors, premium, closers, panic dev.,etc.
084100101030 | 1/2" thick glass
084100101040 | 3' x 7' | Entrance doors, 1/2" thick glass, 3' x 7' | EA | 4351
084100101060 | 6' x 7' | Entrance doors, 1/2" thick glass, 6' x 7' | EA | 7285
084100101065 | 3/4" thick glass
084100101070 | 3' x 7' | Entrance doors, 3/4" thick glass, 3' x 7' | EA | 4478
084100101080 | 6' x 7' | Entrance doors, 3/4" thick glass, 6' x 7' | EA | 7348
084100101085 | 1" thick glass
084100101090 | 3' x 7' | Entrance doors, 1" thick glass, 3' x 7' | EA | 4793
084100101100 | 6' x 7' | Entrance doors, 1" thick glass, 6' x 7' | EA | 8295
084100101150 | Revolving doors
084100101151 | 7' diameter, 7' high
084100101160 | Minimum | Revolving doors, 7' dia, 7' hi, minimum | EA | 34772
084100101170 | Average | Revolving doors, 7' dia, 7' hi, average | EA | 46751
084100101180 | Maximum | Revolving doors, 7' dia, 7' hi, maximum | EA | 59765
084400000000 | GLAZED CURTAIN WALLS
084400100000 | GLAZED CURTAIN WALLS | GLAZED CURTAIN WALLS
084400101000 | Curtain wall, aluminum system, framing sections
084400101005 | 2" x 3"
084400101010 | Jamb | Curtain wall, alum, framing sections, 2"x 3", jamb | LF | 26.72
084400101020 | Horizontal | Curtain wall, alum, framing sections, 2"x 3", horiz | LF | 27.01
084400101030 | Mullion | Curtain wall, alum, framing sections, 2"x 3", mullion | LF | 33.74
084400101035 | 2" x 4"
084400101040 | Jamb | Curtain wall, alum, framing sections, 2"x 4", jamb | LF | 37.19
084400101060 | Horizontal | Curtain wall, alum, framing sections, 2"x 4", horiz | LF | 37.97
084400101070 | Mullion | Curtain wall, alum, framing sections, 2"x 4", mullion | LF | 37.19
084400101080 | 3" x 5-1/2"
084400101090 | Jamb | Curtain wall, alum, framing sections, 3"x5-1/2", jamb | LF | 45.76
084400101100 | Horizontal | Curtain wall, alum, framing sections, 3"x5-1/2", horiz | LF | 49.81
084400101110 | Mullion | Curtain wall, alum, framing sections, 3"x5-1/2", mulli | LF | 46.07
084400101115 | 4" corner mullion | Curtain wall, alum, framing sections, 4" corn mullion | LF | 61.15
084400101120 | Coping sections
084400101130 | 1/8" x 8" | Curtain wall, coping sections, 1/8" x 8" | LF | 58.82
084400101140 | 1/8" x 9" | Curtain wall, coping sections, 1/8" x 9" | LF | 59.09
084400101150 | 1/8" x 12-1/2" | Curtain wall, coping sections, 1/8" x 12-1/2" | LF | 62.93
084400101160 | Sill section
084400101170 | 1/8" x 6" | Curtain wall, sill sections, 1/8" x 6" | LF | 52.57
084400101180 | 1/8" x 7" | Curtain wall, sill sections, 1/8" x 7" | LF | 53.13
084400101190 | 1/8" x 8-1/2" | Curtain wall, sill sections, 1/8" x 8-1/2" | LF | 54.02
084400101200 | Column covers, aluminum
084400101210 | 1/8" x 26" | Curtain wall, column covers, aluminum, 1/8" x 26" | LF | 87.14
084400101220 | 1/8" x 34" | Curtain wall, column covers, aluminum, 1/8" x 34" | LF | 95.79
084400101230 | 1/8" x 38" | Curtain wall, column covers, aluminum, 1/8" x 38" | LF | 96.52
084400101500 | Doors
084400101600 | Aluminum framed, standard hardware
084400101620 | Narrow stile
084400101630 | 2-6 x 7-0 | Doors, alum frame, std hardwre, narrow stile, 2-6x7-0 | EA | 1232
084400101640 | 3-0 x 7-0 | Doors, alum frame, std hardwre, narrow stile, 3-0x7-0 | EA | 1239
084400101660 | 3-6 x 7-0 | Doors, alum frame, std hardwre, narrow stile, 3-6x7-0 | EA | 1268
084400101700 | Wide stile
084400101720 | 2-6 x 7-0 | Doors, alum frame, std hardwre, medium stile, 2-6x7-0 | EA | 1816
084400101730 | 3-0 x 7-0 | Doors, alum frame, std hardwre, medium stile, 3-0x7-0 | EA | 1925
084400101750 | 3-6 x 7-0 | Doors, alum frame, std hardwre, medium stile, 3-6x7-0 | EA | 2038
084400101800 | Flush panel doors, to match adjacent wall panels
084400101810 | 2-6 x 7-0 | Doors, alum frame, std hardwre, flush panel, 2-6 x 7-0 | EA | 1700
084400101820 | 3-0 x 7-0 | Doors, alum frame, std hardwre, flush panel, 3-0 x 7-0 | EA | 1766
084400101840 | 3-6 x 7-0 | Doors, alum frame, std hardwre, flush panel, 3-6 x 7-0 | EA | 1810
084400102100 | Wall panel, insulated
084400102120 | U=.08 | Wall panel, insulated, "U"=.08 | SF | 21.78
084400102140 | U=.10 | Wall panel, insulated, "U"=.10 | SF | 21
084400102160 | U=.15 | Wall panel, insulated, "U"=.15 | SF | 19.62
084400103000 | Window wall system, complete
084400103010 | Minimum | Window wall system, complete, minimum | SF | 60.21
084400103030 | Average | Window wall system, complete, average | SF | 92.27
084400103050 | Maximum | Window wall system, complete, maximum | SF | 204
084400104860 | Added costs
084400104870 | For bronze, add 20% to material
084400104880 | For stainless steel, add 50% to material
085100000000 | METAL WINDOWS
085113100000 | ALUMINUM WINDOWS | ALUMINUM WINDOWS
085113100110 | Jalousie
085113100120 | 3-0 x 4-0 | Jalousie, 3-0 x 4-0 | EA | 467
085113100140 | 3-0 x 5-0 | Jalousie, 3-0 x 5-0 | EA | 524
085113100220 | Fixed window
085113100240 | 6 sf to 8 sf | Aluminum window, fixed, 6 Sf to 8 Sf | SF | 31.7
085113100250 | 12 sf to 16 sf | Aluminum window, fixed 12 Sf to 16 Sf | SF | 26.85
085113100255 | Projecting window
085113100260 | 6 sf to 8 sf | Aluminum window, projecting, 6 Sf to 8 Sf | SF | 64.7
085113100270 | 12 sf to 16 sf | Aluminum window, projecting, 12 Sf to 16 Sf | SF | 53.46
085113100275 | Horizontal sliding
085113100280 | 6 sf to 8 sf | Aluminum window, horiz sliding, 6 Sf to 8 Sf | SF | 38.98
085113100290 | 12 sf to 16 sf | Aluminum window, horiz sliding, 12 Sf to 16 Sf | SF | 34.69
085113101140 | Double hung
085113101160 | 6 sf to 8 sf | Aluminum window, double hung, 6 Sf to 8 Sf | SF | 56.22
085113101180 | 10 sf to 12 sf | Aluminum window, double hung, 10 Sf to 12 Sf | SF | 49.04
085113103010 | Storm window, 0.5 cfm, up to
085113103020 | 60 u.i. (united inches) | Storm window, up to 0.5 cfm, 60 ui | EA | 134
085113103040 | 70 u.i. | Storm window, up to 0.5 cfm, 70 ui | EA | 136
085113103060 | 80 u.i. | Storm window, up to 0.5 cfm, 80 ui | EA | 147
085113103080 | 90 u.i. | Storm window, up to 0.5 cfm, 90 ui | EA | 154
085113103100 | 100 u.i. | Storm window, up to 0.5 cfm, 100 ui | EA | 156
085113103110 | 2.0 cfm, up to
085113103120 | 60 u.i. | Storm window, up to 2.0 cfm, 60 ui | EA | 160
085113103140 | 70 u.i. | Storm window, up to 2.0 cfm, 70 ui | EA | 162
085113103160 | 80 u.i. | Storm window, up to 2.0 cfm, 80 ui | EA | 165
085113103180 | 90 u.i. | Storm window, up to 2.0 cfm, 90 ui | EA | 178
085113103200 | 100 u.i. | Storm window, up to 2.0 cfm, 100 ui | EA | 180
085123100000 | STEEL WINDOWS | STEEL WINDOWS
085123100100 | Steel windows, primed
085123101000 | Casements
085123101010 | Operable
085123101020 | Minimum | Steel windows, primed, casements, operable, minimum | SF | 60.94
085123101040 | Maximum | Steel windows, primed, casements, operable, maximum | SF | 89.56
085123101060 | Fixed sash | Steel windows, primed, casements, fixed sash | SF | 48.95
085123101080 | Double hung | Steel windows, primed, double hung | SF | 88.64
085123101100 | Industrial windows
085123101120 | Horizontally pivoted sash | Industrial windows, horizontally pivoted sash | SF | 83.97
085123101130 | Fixed sash | Industrial windows, fixed sash | SF | 60.67
085123101135 | Security sash
085123101140 | Operable | Industrial windows, security sash, operable | SF | 94.59
085123101150 | Fixed | Industrial windows, security sash, fixed | SF | 83.58
085123101155 | Picture window | Picture window | SF | 42.83
085123101160 | Projecting sash
085123101170 | Minimum | Projecting sash window, minimum | SF | 71.41
085123101180 | Maximum | Projecting sash window, maximum | SF | 86.65
085123101930 | Mullions | Mullions | LF | 21.59
085200000000 | WOOD & PLASTIC
085200100000 | WOOD WINDOWS | WOOD WINDOWS
085200100980 | Double hung
085200100990 | 24" x 36"
085200101000 | Minimum | Wood window, double hung, 24"x 36", minimum | EA | 331
085200101002 | Average | Wood window, double hung, 24"x 36", average | EA | 468
085200101004 | Maximum | Wood window, double hung, 24"x 36", maximum | EA | 626
085200101010 | 24" x 48"
085200101020 | Minimum | Wood window, double hung, 24" x 48", minimum | EA | 384
085200101022 | Average | Wood window, double hung, 24" x 48", average | EA | 542
085200101024 | Maximum | Wood window, double hung, 24" x 48", maximum | EA | 756
085200101030 | 30" x 48"
085200101040 | Minimum | Wood window, double hung, 30"x 48", minimum | EA | 410
085200101042 | Average | Wood window, double hung, 30"x 48", average | EA | 564
085200101044 | Maximum | Wood window, double hung, 30"x 48", maximum | EA | 805
085200101050 | 30" x 60"
085200101060 | Minimum | Wood window, double hung, 30"x 60", minimum | EA | 437
085200101062 | Average | Wood window, double hung, 30"x 60", average | EA | 672
085200101064 | Maximum | Wood window, double hung, 30"x 60", maximum | EA | 841
085200101160 | Casement
085200101180 | 1 leaf, 22" x 38" high
085200101220 | Minimum | Wood window, casement, 1 leaf, 22"x 38", min | EA | 464
085200101222 | Average | Wood window, casement, 1 leaf, 22"x 38", avg | EA | 564
085200101224 | Maximum | Wood window, casement, 1 leaf, 22"x 38", max | EA | 677
085200101230 | 2 leaf, 50" x 50" high
085200101240 | Minimum | Wood window, casement, 2 leaf, 50"x 50", min | EA | 1119
085200101242 | Average | Wood window, casement, 2 leaf, 50"x 50", avg | EA | 1463
085200101244 | Maximum | Wood window, casement, 2 leaf, 50"x 50", max | EA | 1726
085200101250 | 3 leaf, 71" x 62" high
085200101260 | Minimum | Wood window, casement, 3 leaf, 71"x 62", minimum | EA | 1563
085200101262 | Average | Wood window, casement, 3 leaf, 71"x 62", average | EA | 1622
085200101264 | Maximum | Wood window, casement, 3 leaf, 71"x 62", maximum | EA | 1985
085200101270 | 4 leaf, 95" x 75" high
085200101280 | Minimum | Wood window, casement, 4 leaf, 95"x 75", minimum | EA | 2054
085200101282 | Average | Wood window, casement, 4 leaf, 95"x 75", average | EA | 2370
085200101284 | Maximum | Wood window, casement, 4 leaf, 95"x 75", maximum | EA | 3093
085200101290 | 5 leaf, 119" x 75" high
085200101300 | Minimum | Wood window, casement, 5 leaf, 119"x 75", minimum | EA | 2625
085200101302 | Average | Wood window, casement, 5 leaf, 119"x 75", average | EA | 2867
085200101304 | Maximum | Wood window, casement, 5 leaf, 119"x 75", maximum | EA | 3733
085200101360 | Picture window, fixed glass, 54" x 54" high
085200101400 | Minimum | Wood window, picture (fixed), 54"x 54", min | EA | 623
085200101422 | Average | Wood window, picture (fixed), 54"x 54", avg | EA | 700
085200101424 | Maximum | Wood window, picture (fixed), 54"x 54", max | EA | 1171
085200101430 | 68" x 55" high
085200101440 | Minimum | Wood window, picture (fixed), 68"x 55", minimum | EA | 1037
085200101442 | Average | Wood window, picture (fixed), 68"x 55", average | EA | 1189
085200101444 | Maximum | Wood window, picture (fixed), 68"x 55", maximum | EA | 1541
085200101480 | Sliding, 40" x 31" high
085200101520 | Minimum | Wood window, sliding, 40"x 31", minimum | EA | 389
085200101522 | Average | Wood window, sliding, 40"x 31", average | EA | 573
085200101524 | Maximum | Wood window, sliding, 40"x 31", maximum | EA | 700
085200101530 | 52" x 39" high
085200101540 | Minimum | Wood window, sliding, 52"x 39", minimum | EA | 485
085200101542 | Average | Wood window, sliding, 52"x 39", average | EA | 687
085200101544 | Maximum | Wood window, sliding, 52"x 39", maximum | EA | 745
085200101550 | 64" x 72" high
085200101560 | Minimum | Wood window, sliding, 64"x 72", minimum | EA | 698
085200101562 | Average | Wood window, sliding, 64"x 72", average | EA | 1083
085200101564 | Maximum | Wood window, sliding, 64"x 72", maximum | EA | 1211
085200101760 | Awning windows
085200101780 | 34" x 21" high
085200101800 | Minimum | Wood window, awning, 34"x 21", minimum | EA | 392
085200101822 | Average | Wood window, awning, 34"x 21", average | EA | 461
085200101824 | Maximum | Wood window, awning, 34"x 21", maximum | EA | 554
085200101840 | 40" x 21" high
085200101860 | Minimum | Wood window, awning, 40"x 21", minimum | EA | 455
085200101862 | Average | Wood window, awning, 40"x 21", average | EA | 523
085200101864 | Maximum | Wood window, awning, 40"x 21", maximum | EA | 617
085200101880 | 48" x 27" high
085200101900 | Minimum | Wood window, awning, 48"x 27", minimum | EA | 479
085200101902 | Average | Wood window, awning, 48"x 27", average | EA | 577
085200101904 | Maximum | Wood window, awning, 48"x 27", maximum | EA | 701
085200101920 | 60" x 36" high
085200101940 | Minimum | Wood window, awning, 60" x 36", minimum | EA | 502
085200101942 | Average | Wood window, awning, 60" x 36", average | EA | 853
085200101944 | Maximum | Wood window, awning, 60" x 36", maximum | EA | 976
085200108000 | Window frame, milled
085200108010 | Minimum | Window frame, milled, minimum | LF | 22.09
085200108020 | Average | Window frame, milled, average | LF | 26.84
085200108030 | Maximum | Window frame, milled, maximum | LF | 36.89
086200000000 | SKYLIGHTS
086200100000 | PLASTIC SKYLIGHTS | PLASTIC SKYLIGHTS
086200101020 | Single thickness, not including mounting curb
086200101040 | 2' x 4' | Skylight, single, no mounting curb, 2'x 4' | EA | 525
086200101050 | 4' x 4' | Skylight, single, no mounting curb, 4'x 4' | EA | 707
086200101060 | 5' x 5' | Skylight, single, no mounting curb, 5'x 5' | EA | 966
086200101070 | 6' x 8' | Skylight, single, no mounting curb, 6'x 8' | EA | 1893
086200101200 | Double thickness, not including mounting curb
086200101220 | 2' x 4' | Skylight, double, no mounting curb, 2'x 4' | EA | 661
086200101240 | 4' x 4' | Skylight, double, no mounting curb, 4'x 4' | EA | 836
086200101260 | 5' x 5' | Skylight, double, no mounting curb, 5'x 5' | EA | 1232
086200101270 | 6' x 8' | Skylight, double, no mounting curb, 6'x 8' | EA | 2081
086200101290 | Metal framed skylights
086200101420 | Translucent panels, 2-1/2" thick | Skylight, translucent panel, 2-1/2" thick | SF | 53.93
086200101490 | Continuous vaults, 8' wide
086200101500 | Single glazed | Skylight, vaulted, single glazed | SF | 71.91
086200101560 | Double glazed | Skylight, vaulted, double glazed | SF | 111
086210100000 | SOLAR SKYLIGHTS | SOLAR SKYLIGHTS
086210100050 | Tubular solar skylight, basic kit
086210100100 | Minimum | Solar Skylight, tubular, basic kit, minimum | EA | 667
086210100200 | Average | Solar Skylight, tubular, basic kit, average | EA | 856
086210100300 | Maximum | Solar Skylight, tubular, basic kit, maximum | EA | 1319
086210100400 | Tubular solar skylight dome, 10" Diameter
086210100450 | Minimum | Solar Skylight, tubular, dome skylight, 10" dia., minimum | EA | 163
086210100600 | Average | Solar Skylight, tubular, dome skylight, 10" dia., average | EA | 190
086210100700 | Maximum | Solar Skylight, tubular, dome skylight, 10" dia., maximum | EA | 230
086210100800 | 14" Diameter
086210100900 | Minimum | Solar Skylight, tubular, dome skylight, 14" dia., minimum | EA | 176
086210101000 | Average | Solar Skylight, tubular, dome skylight, 14" dia., average | EA | 202
086210101100 | Maximum | Solar Skylight, tubular, dome skylight, 14" dia., maximum | EA | 243
086210101200 | Straight extension tube, 10" Diameter x 12" long
086210101300 | Minimum | Solar Skylight, straight extension tube, 10" dia., 12" long, minimum | EA | 122
086210101400 | Average | Solar Skylight, straight extension tube, 10" dia., 12" long, average | EA | 144
086210101500 | Maximum | Solar Skylight, straight extension tube, 10" dia., 12" long, maximum | EA | 171
086210101700 | 24" long
086210101800 | Minimum | Solar Skylight, straight extension tube, 10" dia., 24" long, minimum | EA | 131
086210101900 | Average | Solar Skylight, straight extension tube, 10" dia., 24" long, average | EA | 151
086210102000 | Maximum | Solar Skylight, straight extension tube, 10" dia., 24" long, maximum | EA | 177
086210102200 | 36" long
086210102300 | Minimum | Solar Skylight, straight extension tube, 10" dia., 36" long, minimum | EA | 161
086210102400 | Average | Solar Skylight, straight extension tube, 10" dia., 36" long, average | EA | 182
086210102500 | Maximum | Solar Skylight, straight extension tube, 10" dia., 36" long, maximum | EA | 209
086210102700 | 48" long
086210102800 | Minimum | Solar Skylight, straight extension tube, 10" dia., 48" long, minimum | EA | 191
086210102900 | Average | Solar Skylight, straight extension tube, 10" dia., 48" long, average | EA | 219
086210103000 | Maximum | Solar Skylight, straight extension tube, 10" dia., 48" long, maximum | EA | 259
086210103200 | 14" Diameter x 12" long
086210103300 | Minimum | Solar Skylight, straight extension tube, 14" dia., 12" long, minimum | EA | 137
086210103400 | Average | Solar Skylight, straight extension tube, 14" dia., 12" long, average | EA | 157
086210103500 | Maximum | Solar Skylight, straight extension tube, 14" dia., 12" long, maximum | EA | 184
086210103700 | 24" long
086210103800 | Minimum | Solar Skylight, straight extension tube, 14" dia., 24" long, minimum | EA | 156
086210103900 | Average | Solar Skylight, straight extension tube, 14" dia., 24" long, average | EA | 182
086210104000 | Maximum | Solar Skylight, straight extension tube, 14" dia., 24" long, maximum | EA | 215
086210104200 | 36" long
086210104300 | Minimum | Solar Skylight, straight extension tube, 14" dia., 36" long, minimum | EA | 187
086210104400 | Average | Solar Skylight, straight extension tube, 14" dia., 36" long, average | EA | 211
086210104500 | Maximum | Solar Skylight, straight extension tube, 14" dia., 36" long, maximum | EA | 240
086210104700 | 90 Degree extension tubes, 10" Diameter
086210104800 | Minimum | Solar Skylight, 90 degree extension tube, 10" dia., minimum | EA | 108
086210104900 | Average | Solar Skylight, 90 degree extension tube, 10" dia., average | EA | 124
086210105000 | Maximum | Solar Skylight, 90 degree extension tube, 10" dia., maximum | EA | 140
086210105100 | 14" Diameter
086210105200 | Minimum | Solar Skylight, 90 degree extension tube, 14" dia., minimum | EA | 123
086210105300 | Average | Solar Skylight, 90 degree extension tube, 14" dia., average | EA | 138
086210105400 | Maximum | Solar Skylight, 90 degree extension tube, 14" dia., maximum | EA | 152
086210105500 | Bottom tube adaptor, 10" Diameter
086210105600 | Minimum | Solar Skylight, bottom tube adapter, 10" dia., minimum | EA | 112
086210105700 | Average | Solar Skylight, bottom tube adapter, 10" dia., average | EA | 124
086210105800 | Maximum | Solar Skylight, bottom tube adapter, 10" dia., maximum | EA | 136
086210105900 | 14" Diameter
086210106000 | Minimum | Solar Skylight, bottom tube adapter, 14" dia., minimum | EA | 127
086210106100 | Average | Solar Skylight, bottom tube adapter, 14" dia., average | EA | 139
086210106200 | Maximum | Solar Skylight, bottom tube adapter, 14" dia., maximum | EA | 152
086210106300 | Top tube adaptor, 10" Diameter
086210106400 | Minimum | Solar Skylight, top tube adapter, 10" dia., minimum | EA | 112
086210106500 | Average | Solar Skylight, top tube adapter, 10" dia., average | EA | 124
086210106600 | Maximum | Solar Skylight, top tube adapter, 10" dia., maximum | EA | 136
086210106700 | 14" Diameter
086210106800 | Minimum | Solar Skylight, top tube adapter, 14" dia., minimum | EA | 127
086210106900 | Average | Solar Skylight, top tube adapter, 14" dia., average | EA | 139
086210107000 | Maximum | Solar Skylight, top tube adapter, 14" dia., maximum | EA | 152
086210107100 | Tube flashing
086210107200 | Minimum | Solar Skylight, tube flashing, minimum | EA | 156
086210107300 | Average | Solar Skylight, tube flashing, average | EA | 182
086210107400 | Maximum | Solar Skylight, tube flashing, maximum | EA | 215
086210107500 | Daylight dimmer switch
086210107600 | Minimum | Solar Skylight, daylight dimmer switch, minimum | EA | 163
086210107700 | Average | Solar Skylight, daylight dimmer switch, average | EA | 177
086210107800 | Maximum | Solar Skylight, daylight dimmer switch, maximum | EA | 194
086210107900 | Dimmer
086210108000 | Minimum | Solar Skylight, dimmer, minimum | EA | 308
086210108100 | Average | Solar Skylight, dimmer, average | EA | 339
086210108300 | Maximum | Solar Skylight, dimmer, maximum | EA | 372
086300000000 | METAL-FRAMED SKYLIGHTS
086301100000 | METAL-FRAMED SKYLIGHTS | METAL-FRAMED SKYLIGHTS
086301101600 | Metal Framed, 2-1/4" Thick, Translucent, <5,000 SF | Skylight Metal Framed, 2-1/4" Thick, Translucent, <5,000 SF | SF | 70.39
086301101700 | >5,000 SF | Skylight Metal Framed, 2-1/4" Thick, Translucent, >5,000 SF | SF | 71.6
086301102000 | Continous Vaulted - Semi-Circular
086301102020 | Skylight, 2-1/4" Thick, to 8', Single Glazed | Skylight, Cont Vaulted, Semi Cir, 2-1/4" Thick, to 8', Single Glazed | SF | 75.85
086301102040 | Double Glazed | Skylight, Cont Vaulted, Semi Cir, 2-1/4" Thick, to 8', Double Glazed | SF | 84.02
086301102060 | Skylight, 2-1/4" Thick, to 9', Single Glazed | Skylight, Cont Vaulted, Semi Cir, 2-1/4" Thick, to 9', Single Glazed | SF | 107
086301102080 | Double Glazed | Skylight, Cont Vaulted, Semi Cir, 2-1/4" Thick, to 9', Double Glazed | SF | 115
086301102500 | Pyramid Type, Self Supporting, Clear Opening
086301102520 | Minimum | Skylight, Pyramid Type, Self Supporting, Clear Opening, Min. | SF | 84.1
086301102540 | Average | Skylight, Pyramid Type, Self Supporting, Clear Opening, Avg. | SF | 95.47
086301102560 | Maximum | Skylight, Pyramid Type, Self Supporting, Clear Opening, Max. | SF | 125
086301103000 | Grid Type, 4' x 10' Modlule
086301103020 | Minimum | Skylight, Grid Type, Self Supporting, 4 X 10 Module, Min. | SF | 61.91
086301103040 | Maximum | Skylight, Grid Type, Self Supporting, 4 X 10 Module, Max. | SF | 109
086301103060 | Preformed Acrylic Skylight
086301103080 | Minimum | Skylight, Preformed Acrylic, Min. | SF | 55.78
086301104000 | Maximum | Skylight, Preformed Acrylic, Max. | SF | 92.94
087100000000 | HARDWARE
087100100000 | HINGES | HINGES
087100101200 | Hinges, material only
087100101250 | 3 x 3 butts, steel, interior, plain bearing | Hinges, 3 x 3 butts, steel, interior, plain bearing | PAIR | 21.05
087100101260 | 4 x 4 butts, steel, standard | Hinges, 4 x 4 butts, steel, standard | PAIR | 31.04
087100101270 | 5 x 4-1/2 butts, bronze/s. steel, heavy duty | Hinges, 5 x 4-1/2 butts, brnz/SS, h-duty, ball bearing | PAIR | 80.39
087100101290 | Pivot hinges
087100101300 | Top pivot | Pivot hinges, top pivot | EA | 50.02
087100101310 | Intermediate pivot | Pivot hinges, intermediate pivot | EA | 53.4
087100101320 | Bottom pivot | Pivot hinges, bottom pivot | EA | 103
087100101500 | BHMA specifications
087100101520 | 3-1/2 x 3-1/2, full mortise butts
087100101540 | Plain bearing | Hinges, BHMA spec, 3-1/2"x 3-1/2, mortise butt, plain | PAIR | 25.12
087100101550 | Ball bearing | Hinges, BHMA spec, 3-1/2"x 3-1/2, mortise butt, ball | PAIR | 30.15
087100101560 | Half surface butts | Hinges, BHMA spec, 3-1/2"x 3-1/2, mortse butt, half sf | PAIR | 42.99
087100101580 | 4 x 4
087100101600 | Full mortise butts, plain bearing, standard duty | Hinges, BHMA spec, 4x4, full mortise butts, plain, std | PAIR | 27.35
087100101640 | Full mortise butts, ball bearing | Hinges, BHMA spec, 4x4, Full mortise butts, ball bearn | PAIR | 32.94
087100101645 | Half surface butts
087100101650 | Standard duty | Hinges, BHMA spec, 4x4, half surface butts, std duty | PAIR | 49.75
087100101660 | Ball bearing | Hinges, BHMA spec, 4x4, half surface butts, ball bearg | PAIR | 49.75
087100101670 | 4-1/2 x 4-1/2
087100101680 | Full mortise butts, plain bearing | Hinges, BHMA spec, 4-1/2x4-1/2, full mortise, plain | PAIR | 36.29
087100101690 | Ball bearing, heavy duty | Hinges, BHMA spec, 4-1/2x4-1/2, ball bearing, hvy duty | PAIR | 73.63
087100101695 | Half mortise and half surface butts
087100101700 | Plain bearing | Hinges, BHMA spec, 4-1/2x4-1/2, Half mortise, plain | PAIR | 42.99
087100101720 | Full surface and half surface butts
087100101740 | Standard duty | Hinges, BHMA spec, 4-1/2x4-1/2, full surface, std | PAIR | 72.57
087100101780 | Heavy duty | Hinges, BHMA spec, 4-1/2x4-1/2, full surface, hvy duty | PAIR | 134
087100101785 | Full mortise and full slide-in butts, ball bearing | Hinges, BHMA spec, 4-1/2x4-1/2, full surface, slidein | PAIR | 33.5
087100101786 | Half mortise butts, ball bearing
087100101788 | Standard duty | Hinges, BHMA spec, 4-1/2x4-1/2, half mort, ball, std | PAIR | 151
087100101790 | Heavy duty | Hinges, BHMA spec, 4-1/2x4-1/2, half mort, ball, hd | PAIR | 173
087100101795 | 5 x 5, ball bearing
087100101800 | Full mortise butts | Hinges, BHMA spec, 5x5, ball bearing, full mortise | PAIR | 70.34
087100101820 | Half mortise, full & half surface butts | Hinges, BHMA spec, 5x5, ball bearing, half mort, full | PAIR | 147
087100101830 | Full mortise, full surface and half surface butts | Hinges, BHMA spec, 5x5, ball bearing, full mortise, ful | PAIR | 199
087100101910 | 4 x 4
087100101930 | Full mortise butts, plain bearing, standard duty | Hinges, BHMA spec, 4x4, full mort, plain bearing, std | PAIR | 16.75
087100102020 | 5 x 4-1/2
087100102040 | Full mortise butts, ball bearing, heavy duty | Hinges, BHMA spec, 5x4-1/2, full mort, ball bearing, hd | PAIR | 78.16
087100103000 | Aluminum, full surface, geared continuous
087100103040 | Minimum | Hinge, Alum., full surface, geared continuous, min. | EA | 110
087100103060 | Average | Hinge, Alum., full surface, geared continuous, avg. | EA | 165
087100103080 | Maximum | Hinge, Alum., full surface, geared continuous, max. | EA | 220
087100200000 | LOCKSETS | LOCKSETS
087100201280 | Latchset, heavy duty
087100201300 | Cylindrical | Latchset, heavy duty, cylindrical | EA | 245
087100201320 | Mortise | Latchset, heavy duty, mortise | EA | 280
087100201325 | Lockset, heavy duty
087100201330 | Cylindrical | Lockset, heavy duty, cylindrical | EA | 362
087100201350 | Mortise | Lockset, heavy duty, mortise | EA | 434
087100202000 | Mortise locks and latchsets, chrome
087100202020 | Latchset passage or closet latch | Mortise locks & latchsets, chrome, passage or closet | EA | 412
087100202030 | Privacy (bath or bedroom) | Mortise locks & latchsets, chrome, privacy | EA | 424
087100202040 | Entry lockset | Mortise locks & latchsets, chrome, entry lockset | EA | 513
087100202050 | Classroom lockset (outside key operated) | Mortise locks & latchsets, chrome, classroom lockset | EA | 513
087100202060 | Storeroom lock | Mortise locks & latchsets, chrome, storeroom lock | EA | 513
087100202070 | Front door lock | Mortise locks & latchsets, chrome, front door | EA | 513
087100202080 | Dormitory or exit lock | Mortise locks & latchsets, chrome, dormitory or exit | EA | 513
087100202200 | Preassembled locks and latches, brass
087100202220 | Latchset, passage or closet latch | Preassembled, brass, latchset, passage or closet | EA | 131
087100202225 | Lockset
087100202230 | Privacy (bath or bathroom) | Preassembled, brass, lockset, privacy | EA | 311
087100202240 | Entry lock | Preassembled, brass, lockset, entry lock | EA | 414
087100202250 | Classroom lock (outside key operated) | Preassembled, brass, lockset, classroom lock | EA | 414
087100202260 | Storeroom lock | Preassembled, brass, lockset, storeroom lock | EA | 449
087100202270 | Bored locks and latches, satin chrome plated
087100202280 | Latchset passage or closet latch | Bored, chrome plated latchset, passage or closet | EA | 233
087100202285 | Lockset
087100202290 | Privacy (bath or bedroom) | Bored, chrome plated, lockset, privacy | EA | 316
087100202300 | Entry lock | Bored, chrome plated, lockset, entry lock | EA | 346
087100202320 | Classroom lock | Bored, chrome plated, lockset, classroom lock | EA | 346
087100202330 | Corridor lock | Bored, chrome plated, lockset, corridor lock | EA | 346
087100204000 | Miscellaneous locks
087100204020 | Exit lock with alarm, single door | Exit lock with alarm, single door | EA | 881
087100204040 | Electric strike
087100204050 | Rim mounted wrought steel | Electric strike, rim mounted wrought steel | EA | 793
087100204060 | Mortised, wrought steel with bronze plating | Electric strike, mortised, wrought steel with bronze | EA | 561
087100204065 | Dead bolt
087100204070 | Bored, wrought brass, keyed both sides | Dead bolt, bored, wrought brass, keyed both sides | EA | 263
087100204080 | Mortised, cast brass | Dead bolt, mortised, cast brass | EA | 472
087100204090 | Lockset, cipher, mechanical | Lockset, cipher, mechanical | EA | 796
087100205000 | Cabinet drawer/door lock
087100205010 | Minimum | Cabinet drawer/door lock, min. | EA | 9.9
087100205020 | Average | Cabinet drawer/door lock, avg. | EA | 18.7
087100205030 | Maximum | Cabinet drawer/door lock, max. | EA | 38.5
087100205050 | Electric strike, Stainless, for mortise or cylindrical locks | Electric strike, SS, for mortise or cylindrical locks | EA | 674
087100205100 | Meeting astragals, split stile, 5/8" brush, face mount,alum. | Meeting astragals, split stile, 5/8" brush, alum. | EA | 73.13
087100205200 | Door sweep, 2-1/2" brush, aluminum | Door sweep, 2-1/2" brush, aluminum | EA | 84.13
087100300000 | CLOSERS | CLOSERS
087100302600 | Door closers
087100302605 | Surface mounted, traditional type, parallel arm
087100302610 | Standard | Door closer, surf mount, parallel arm, standard | EA | 348
087100302620 | Heavy duty | Door closer, surf mount, parallel arm, heavy duty | EA | 391
087100302630 | Modern type, parallel arm, standard duty | Door close, modern type, parallel arm, standard | EA | 397
087100302632 | For delayed action, add | Door close, for delayed action, add | EA | 239
087100302634 | For Advanced Variable Backcheck (AVB), average, add | Door close, for AVB, average, add | EA | 495
087100302640 | Overhead, concealed, pivot hung, single acting
087100302650 | Interior | Door closer, oh, conceal, pivot hung, 1 action, interio | EA | 563
087100302660 | Exterior | Door closer, oh, conceal, pivot hung, 1 action, exterio | EA | 778
087100302665 | Floor concealed, single acting, offset, pivoted
087100302670 | Interior | Door closer, flr conceal, 1 acting, offset, pivot, int | EA | 1016
087100302680 | Exterior | Door closer, flr conceal, 1 acting, offset, pivot, ext | EA | 1218
087100303000 | Panic/Exit Devices
087100303100 | Push bar, surface, rated, narrow stile, anodized alum. | Exit device, push, surface, rated, narrow stile, anodized | EA | 2082
087100303110 | Satin finish | Exit device, push, surface, rated, narrow stile, satin fin. | EA | 1972
087100303140 | Chrome | Exit device, push, surface, rated, narrow stile, chrome | EA | 2522
087100303400 | Lever trim, cylinder, anodized, add | Exit device, lever trim, cylinder, anodized, add | EA | 495
087100303450 | Night latch pull trim, add | Exit device, night latch pull, add | EA | 503
087100303470 | 7' Steel mullion, removable, for panic rim | Exit device, Steel mullion, removable, for panic rim, add | EA | 627
087100400000 | DOOR TRIM | DOOR TRIM
087100401100 | Door bumper, bronze, wall type | Door bumper, bronze, wall type | EA | 22.81
087100401101 | Aluminum | Door bumper, aluminum, wall type | EA | 21.86
087100401105 | Wall type, 4" dia. with convex rubber pad, aluminum | Door bumper, bronze, wall type, 4"D, rubber pad, alum | EA | 28.26
087100401108 | Floor type
087100401110 | Aluminum | Door bumper, bronze, floor type, aluminum | EA | 24.21
087100401120 | Brass | Door bumper, bronze, floor type, brass | EA | 25.81
087100401130 | Door holders
087100401140 | Wall type, bronze | Door holders, wall type, bronze | EA | 61.82
087100401160 | Overhead | Door holders, wall type, bronze, overhead | EA | 79.06
087100401180 | Floor type | Door holders, wall type, bronze, floor type | EA | 79.06
087100401200 | Plunger type | Door holders, wall type, bronze, plunger type | EA | 77.83
087100401240 | Wall type, aluminum | Door holders, wall type, aluminum | EA | 76.76
087100401520 | Surface bolt | Surface bolt | EA | 48.36
087100401600 | Panic device
087100401601 | Rim type with thumb piece | Panic device, unlabeled rim with thumb | EA | 861
087100401610 | Mortise | Panic device, mortise | EA | 1031
087100401620 | Vertical rod | Panic device, vertical rod | EA | 1453
087100401630 | Labeled, rim type | Panic device, labeled, rim type | EA | 1066
087100401640 | Mortise | Panic device, labeled, mortise | EA | 1330
087100401650 | Vertical rod | Panic device, labeled, vertical rod | EA | 1406
087100402070 | Silencers, rubber type | Silencers, rubber type | EA | 2.2
087100402080 | Dust proof strike with plate, brass | Dust proof strike with plate, brass | EA | 46.32
087100402090 | Flush bolt, lever extension, brass, rated | Flush bolt, lever extension, brass, rated | EA | 51.24
087100402100 | Surface bolt with strike, brass, 6" long | Surface bolt with strike, brass, 6" long | EA | 42.74
087100402250 | Door coordinator, labeled, brass, satin chrome | Door coordinator, labeled, brass, satin chrome | EA | 185
087100402300 | Door plates
087100402305 | Kick plate, aluminum, 3 beveled edges
087100402310 | 10" x 28" | Kick plate, aluminum, 10"x 28" | EA | 71.85
087100402320 | 10" x 30" | Kick plate, aluminum, 10"x 30" | EA | 74.94
087100402330 | 10" x 34" | Kick plate, aluminum, 10"x 34" | EA | 78.04
087100402340 | 10" x 38" | Kick plate, aluminum, 10"x 38" | EA | 81.13
087100402350 | Push plate, 4" x 16"
087100402360 | Aluminum | Push plate, 0.05" thick, 4"x 16", alum | EA | 30.43
087100402371 | Bronze | Push plate, 0.05" thick, 4"x 16", bronze | EA | 60.91
087100402380 | Stainless steel | Push plate, 0.05" thick, 4"x 16", St Steel | EA | 52.12
087100402385 | Armor plate, 40" x 34" | Armor plate, 40" x 34" | EA | 131
087100402388 | Pull handle, 4" x 16"
087100402390 | Aluminum | Pull handle, 4" x 16", .050, aluminum | EA | 86.11
087100402400 | Bronze | Pull handle, 4" x 16", .050, bronze | EA | 152
087100402420 | Stainless steel | Pull handle, 4" x 16", .050, stainless steel | EA | 119
087100402425 | Hasp assembly
087100402430 | 3" | Hasp assembly, 3" | EA | 18.32
087100402440 | 4-1/2" | Hasp assembly, 4-1/2" | EA | 24.04
087100402450 | 6" | Hasp assembly, 6" | EA | 32.69
087100402720 | Electro-magnetic door holder
087100402730 | Wall mounted | Electro-magnetic door holder, wall mounted | EA | 532
087100402740 | Floor mounted | Electro-magnetic door holder, floor mounted | EA | 730
087100402780 | Smoke detector door holder
087100402800 | Photoelectric type | Smoke detector door holder, photo electric type | EA | 577
087100402810 | Ionization type | Smoke detector door holder, ionization type | EA | 577
087100405100 | Pneumatic operators, activated by rubber mats
087100405105 | Swing
087100405110 | Single | Pneumatic optors, rubber mat activated, swing, single | EA | 6177
087100405120 | Double | Pneumatic optors, rubber mat activated, swing, double | EA | 9718
087100405125 | Sliding
087100405130 | Single | Pneumatic optors, rubber mat activated, sliding, Sngl | EA | 6763
087100405140 | Double | Pneumatic optors, rubber mat activated, sliding, dbl | EA | 9843
087100600000 | WEATHERSTRIPPING | WEATHERSTRIPPING
087100600100 | Weatherstrip, head and jamb, metal strip, neoprene bulb
087100600140 | Standard duty | Weatherstrip, metal strip w/neoprene bulb, std | LF | 9.82
087100600160 | Heavy duty | Weatherstrip, metal strip w/neoprene bulb, hd | LF | 10.97
087100603980 | Spring type
087100604000 | Metal doors | Weatherstrip, metal, neoprene bulb, spring, metal door | EA | 263
087100604010 | Wood doors | Weatherstrip, metal, neoprene bulb, spring, wood door | EA | 331
087100604020 | Sponge type with adhesive backing | Weatherstrip, sponge type with adhesive backing | EA | 136
087100604025 | Astragal
087100604030 | 1-3/4" x 13 ga., aluminum | Astragal, 1-3/4"x13 ga, aluminum | LF | 14.03
087100604040 | 1-3/8" x 5/8", oak | Astragal, 1-3/8"x5/8", oak | LF | 11.31
087100604500 | Thresholds
087100604510 | Bronze | Threshold, bronze | LF | 77.31
087100604515 | Aluminum
087100604520 | Plain | Threshold, aluminum, plain | LF | 46.64
087100604525 | Vinyl insert | Threshold, aluminum, vinyl insert | LF | 47.27
087100604530 | Aluminum with grit | Threshold, aluminum, w/grit | LF | 45.96
087100604533 | Steel
087100604535 | Plain | Threshold, steel, plain | LF | 45.73
087100604540 | Interlocking | Threshold, steel, interlocking | LF | 102
088100000000 | GLAZING
088100100000 | GLASS GLAZING | GLASS GLAZING
088100100800 | Sheet glass, 1/8" thick | Sheet glass, 1/8" thick | SF | 13.65
088100101020 | Plate glass, bronze or grey, 1/4" thick | Plate glass, bronze or grey, 1 side, 1/4" thick | SF | 20.77
088100101040 | Clear | Plate glass, 1/4" thick, clear | SF | 17.87
088100101060 | Polished | Plate glass, 1/4" thick, polished | SF | 19.81
088100101800 | Plexiglass
088100102000 | 1/8" thick | Plexiglass, 1/8" thick | SF | 13.35
088100102020 | 1/4" thick | Plexiglass, 1/4" thick | SF | 15.08
088100103000 | Float glass, clear
088100103010 | 3/16" thick | Float glass, clear, 3/16" thick | SF | 13.94
088100103020 | 1/4" thick | Float glass, clear, 1/4" thick | SF | 14.71
088100103030 | 5/16" thick | Float glass, clear, 5/16" thick | SF | 21.72
088100103040 | 3/8" thick | Float glass, clear, 3/8" thick | SF | 24.76
088100103050 | 1/2" thick | Float glass, clear, 1/2" thick | SF | 38.1
088100103060 | 5/8" thick | Float glass, clear, 5/8" thick | SF | 48.68
088100103070 | 3/4" thick | Float glass, clear, 3/4" thick | SF | 55.73
088100103080 | 1" thick | Float glass, clear, 1" thick | SF | 89.26
088100103100 | Tinted glass, polished plate, twin ground
088100103120 | 3/16" thick | Plate glass, polished, twin ground, 3/16" thick | SF | 16.6
088100103130 | 1/4" thick | Plate glass, polished, twin ground, 1/4" thick | SF | 17.23
088100103140 | 3/8" thick | Plate glass, polished, twin ground, 3/8" thick | SF | 25.92
088100103150 | 1/2" thick | Plate glass, polished, twin ground, 1/2" thick | SF | 39.01
088100103190 | Total, full vision, all glass window system
088100103200 | To 10' high
088100103220 | Minimum | Total, full vision, glass window, to 10' hi, minimum | SF | 85.36
088100103222 | Average | Total, full vision, glass window, to 10' hi, average | SF | 106
088100103224 | Maximum | Total, full vision, glass window, to 10' hi, maximum | SF | 123
088100103225 | 10' to 20' high
088100103230 | Minimum | Total, full vision, glass window, to 10'-20' hi, min | SF | 98.93
088100103240 | Average | Total, full vision, glass window, to 10'-20' hi, avg | SF | 116
088100103250 | Maximum | Total, full vision, glass window, to 10'-20' hi, max | SF | 140
088100105000 | Insulated glass, bronze or gray
088100105020 | 1/2" thick | Insulated glass, bronze or gray, 1/2" thick | SF | 33.63
088100105040 | 1" thick | Insulated glass, bronze or gray, 1" thick | SF | 44.24
088100105100 | Spandrel, polished, 1 side, 1/4" thick | Spandrel glass, bronze or grey, polished, 1 side, 1/4" | SF | 23.38
088100105900 | Tempered glass (safety)
088100106000 | Clear sheet glass
088100106020 | 1/8" thick | Tempered glass, clear sheet glass, 1/8" thick | SF | 15.48
088100106030 | 3/16" thick | Tempered glass, clear sheet glass, 3/16" thick | SF | 19.52
088100106040 | Clear float glass
088100106050 | 1/4" thick | Clear float glass, 1/4" thick | SF | 18.27
088100106060 | 5/16" thick | Clear float glass, 5/16" thick | SF | 28.68
088100106070 | 3/8" thick | Clear float glass, 3/8" thick | SF | 35.3
088100106080 | 1/2" thick | Clear float glass, 1/2" thick | SF | 47.77
088100106090 | 5/8" thick | Clear float glass, 5/8" thick | SF | 55.09
088100106100 | 3/4" thick | Clear float glass, 3/4" thick | SF | 75.23
088100106160 | Tinted float glass
088100106180 | 3/16" thick | Tinted float glass, 3/16" thick | SF | 20.02
088100106200 | 1/4" thick | Tinted float glass, 1/4" thick | SF | 21.91
088100106210 | 3/8" thick | Tinted float glass, 3/8" thick | SF | 37.58
088100106220 | 1/2" thick | Tinted float glass, 1/2" thick | SF | 50.05
088100106490 | Laminated glass
088100106500 | Float safety glass with polyvinyl plastic layer
088100106510 | 1/4", sheet or float
088100106530 | Two lites, 1/8" thick, clear glass | Laminated glass, 1/4", two lites, 1/8" thick, clear | SF | 21.31
088100106540 | 1/2" thick, float glass
088100106550 | Two lites, 1/4" thick, clear glass | Laminated glass, 1/2", two lites, 1/4" thick, clear | SF | 35.77
088100106570 | Tinted glass | Laminated glass, 1/2", two lites, 1/4" thick, tinted | SF | 39.65
088100106800 | Insulating glass, two lites, clear float glass
088100106840 | 1/2" thick | Insul glass, float, clear, 1/2" thick | SF | 27.82
088100106850 | 5/8" thick | Insul glass, float, clear, 5/8" thick | SF | 32.78
088100106860 | 3/4" thick | Insul glass, float, clear, 3/4" thick | SF | 38.54
088100106870 | 7/8" thick | Insul glass, float, clear, 7/8" thick | SF | 42.53
088100106880 | 1" thick | Insul glass, float, clear, 1" thick | SF | 52.64
088100106885 | Glass seal edge
088100106890 | 3/8" thick | Insul glass, seal edge, 3/8" thick | SF | 25.63
088100106895 | Tinted glass
088100106900 | 1/2" thick | Insul glass, tinted, 1/2" thick | SF | 42.72
088100106910 | 1" thick | Insul glass, tinted, 1" thick | SF | 58.69
088100106920 | Tempered, clear
088100106930 | 1" thick | Insul glass, tempered, clear, 1" thick | SF | 74.78
088100106950 | Wire reinforced | Insul glass, tempered, clear, wire reinforced | SF | 87.63
088100107100 | Plate mirror glass
088100107200 | 1/4" thick
088100107210 | 15 sf | Mirror, plate, 1/4" thick, 15 Sf | SF | 23.64
088100107220 | Over 15 sf | Mirror, plate, 1/4" thick, over 15 Sf | SF | 21.61
088100107230 | Door type, 1/4" thick | Mirror, door type, 1/4" thick | SF | 24.28
088100107240 | Transparent, one-way vision, 1/4" thick | Mirror, transparent, one way vision, 1/4" thick | SF | 34.44
088100107250 | Sheet mirror glass
088100107260 | 3/16" thick | Sheet mirror glass, 3/16" thick | SF | 19.12
088100107270 | 1/4" thick | Sheet mirror glass, 1/4" thick | SF | 18.33
088100107300 | Wall tiles, 12" x 12"
088100107310 | Clear glass | Mirror, wall tiles, 12" x 12", clear glass | SF | 8.3
088100107320 | Veined glass | Mirror, wall tiles, 12" x 12", veined glass | SF | 9.29
088100108800 | Wire glass, 1/4" thick
088100108810 | Clear | Wire glass, 1/4" thick, clear | SF | 49.58
088100108820 | Hammered | Wire glass, 1/4" thick, hammered | SF | 49.7
088100108840 | Obscure | Wire glass, 1/4" thick, obscure | SF | 53.34
088100108900 | Bullet resistant, plate, with inter-leaved vinyl
088100108910 | 1-3/16" thick
088100108930 | To 15 sf | Bullet resistant glass, 1-3/16" thick, to 15 sf | SF | 167
088100108940 | Over 15 sf | Bullet resistant glass, 1-3/16" thick, over 15 sf | SF | 177
088100108945 | 2" thick
088100108950 | To 15 sf | Bullet resistant glass, 2" thick, to 15 sf | SF | 240
088100108960 | Over 15 sf | Bullet resistant glass, 2" thick, over 15 sf | SF | 243
088100109500 | Glazing accessories
088100109510 | Neoprene glazing gaskets
088100109530 | 1/4" glass | Glazing accessories, neoprene gaskets, 1/4" glass | LF | 3.89
088100109540 | 3/8" glass | Glazing accessories, neoprene gaskets, 3/8" glass | LF | 4.09
088100109550 | 1/2" glass | Glazing accessories, neoprene gaskets, 1/2" glass | LF | 4.28
088100109560 | 3/4" glass | Glazing accessories, neoprene gaskets, 3/4" glass | LF | 4.73
088100109570 | 1" glass | Glazing accessories, neoprene gaskets, 1" glass | LF | 5.27
088100109580 | Mullion section
088100109590 | 1/4" glass | Glazing accessories, mullion section, 1/4" glass | LF | 2.37
088100109600 | 3/8" glass | Glazing accessories, mullion section, 3/8" glass | LF | 2.97
088100109610 | 1/2" glass | Glazing accessories, mullion section, 1/2" glass | LF | 3.67
088100109620 | 3/4" glass | Glazing accessories, mullion section, 3/4" glass | LF | 4.69
088100109630 | 1" glass | Glazing accessories, mullion section, 1" glass | LF | 5.89
088100109640 | Molded corners | Moulded corners | EA | 57.98
089100000000 | LOUVERS AND VENTS
089100100000 | VENTS AND WALL LOUVERS | VENTS AND WALL LOUVERS
089100100100 | Block vent, 8"x16"x4" alum., w/screen, mill finish | Block vent, 8"x 16"x 4" alum, w/screen, mill finish | EA | 241
089100101200 | Standard | Vents w/screen, 4"deep, 8"wide, 5" high, standard | EA | 144
089100101210 | Vents w/screen, 4" deep, 8" wide, 5" high
089100101220 | Modular | Vents w/screen, 4" deep, 8" wide, 5" high, modular | EA | 162
089100101230 | Grilles and louvers
089100102000 | Aluminum gable louvers | Vents w/screen, alum gable louvers | SF | 38.86
089100102020 | Vent screen aluminum, 4" wide, continuous | Vent screen aluminum, 4" wide, continuous | LF | 10.04
089100102040 | Fixed type louvers
089100102060 | 4 through 10 sf | Grilles and louvers, fixed, 4 through 10 sf | SF | 56.18
089100102080 | Over 10 sf | Grilles and louvers, fixed, Over 10 sf | SF | 60.51
089100102090 | Movable type louvers
089100102220 | 4 through 10 sf | Movable type louvers, 4 through 10 sf | SF | 63.96
089100102240 | Over 10 sf | Movable type louvers, Over 10 sf | SF | 65.72
089100102260 | Aluminum louvers
089100102980 | Louvers, aluminum, anodized, fixed blade
089100103000 | Horizontal line | Louvers, alum, anodized, fixed blade, horiz line | SF | 94.27
089100103020 | Vertical line | Louvers, alum, anodized, fixed blade, vertical line | SF | 94.27
089100103040 | Wall louver, aluminum mill finish
089100103060 | Under, 2 sf | Wall louver, alum, mill finish, under 2 Sf | SF | 66.21
089100103080 | 2 to 4 sf | Wall louver, alum, mill finish, 2-4 Sf | SF | 58.24
089100103090 | 5 to 10 sf | Wall louver, alum, mill finish, 5-10 Sf | SF | 55.18
089100103110 | Galvanized steel
089100103120 | Under 2 sf | Wall louver, galv steel, under 2 Sf | SF | 63.16
089100103140 | 2 to 4 sf | Wall louver, galv steel, 2-4 Sf | SF | 45.6
089100103160 | 5 to 10 sf | Wall louver, galv steel, 5-10 Sf | SF | 43.36
089100104000 | Residential use, fixed type, with screen
089100104050 | 8" x 8" | Alum louvers, res, fixed, w/screen, 8"x 8" | EA | 73.42
089100104060 | 12" x 12" | Alum louvers, res, fixed, w/screen, 12"x 12" | EA | 76.7
089100104080 | 12" x 18" | Alum louvers, res, fixed, w/screen, 12"x 18" | EA | 83.65
089100104100 | 14" x 24" | Alum louvers, res, fixed, w/screen, 14"x 24" | EA | 102
089100104120 | 18" x 24" | Alum louvers, res, fixed, w/screen, 18"x 24" | EA | 110
089100104140 | 30" x 24" | Alum louvers, res, fixed, w/screen, 30"x 24" | EA | 139
089126100000 | DOOR LOUVERS | DOOR LOUVERS
089126100110 | Fixed, 1" thick, enameled steel
089126100120 | 8"x8" | Door louver, 1" thick, enameled steel, 8"x 8" | EA | 82.5
089126100140 | 12"x8" | Door louver, 1" thick, enameled steel, 12"x 8" | EA | 93.23
089126100160 | 12"x12" | Door louver, 1" thick, enameled steel, 12"x 12" | EA | 105
089126100180 | 16"x12" | Door louver, 1" thick, enameled steel, 16"x 12" | EA | 146
089126100200 | 18"x12" | Door louver, 1" thick, enameled steel, 18"x 12" | EA | 154
089126100220 | 20"x8" | Door louver, 1" thick, enameled steel, 20"x 8" | EA | 160
089126100240 | 20"x12" | Door louver, 1" thick, enameled steel, 20"x 12" | EA | 192
089126100260 | 20"x16" | Door louver, 1" thick, enameled steel, 20"x 16" | EA | 202
089126100270 | 20"x20" | Door louver, 1" thick, enameled steel, 20"x 20" | EA | 214
089126100280 | 24"x12" | Door louver, 1" thick, enameled steel, 24"x 12" | EA | 178
089126100290 | 24"x16" | Door louver, 1" thick, enameled steel, 24"x 16" | EA | 188
089126100300 | 24"x18" | Door louver, 1" thick, enameled steel, 24"x 18" | EA | 216
089126100320 | 24"x20" | Door louver, 1" thick, enameled steel, 24"x 20" | EA | 227
089126100340 | 24"x24" | Door louver, 1" thick, enameled steel, 24"x 24" | EA | 230
089126100390 | 26"x26" | Door louver, 1" thick, enameled steel, 26"x 26" | EA | 278
090000000000 | FINISHES
092100000000 | SUPPORT SYSTEMS
092116100000 | METAL STUDS | METAL STUDS
092116100060 | Studs, non load bearing, galvanized
092116100061 | 1-5/8", 20 ga.
092116100062 | 12" o.c. | Metal stud, 20 ga, 1-5/8", 12" oc | SF | 2.62
092116100063 | 16" o.c. | Metal stud, 20 ga, 1-5/8", 16" oc | SF | 2.1
092116100064 | 25 ga.
092116100065 | 12" o.c. | Metal stud, 25 ga, 1-5/8", 12" oc | SF | 2.54
092116100066 | 16" o.c. | Metal stud, 25 ga, 1-5/8", 16" oc | SF | 2.05
092116100080 | 2-1/2", 20 ga.
092116100100 | 12" o.c. | Metal stud, 20 ga, 2-1/2", 12" oc | SF | 2.73
092116100102 | 16" o.c. | Metal stud, 20 ga, 2-1/2", 16" oc | SF | 2.14
092116100110 | 25 ga.
092116100120 | 12" o.c. | Metal stud, 25 ga, 2-1/2", 12" oc | SF | 2.64
092116100122 | 16" o.c. | Metal stud, 25 ga, 2-1/2", 16" oc | SF | 2.07
092116100124 | 24" o.c. | Metal stud, 25 ga, 2-1/2", 24" oc | SF | 1.61
092116100130 | 3-5/8", 20 ga.
092116100140 | 12" o.c. | Metal stud, 20 ga, 3-5/8", 12" oc | SF | 3.95
092116100142 | 16" o.c. | Metal stud, 20 ga, 3-5/8", 16" oc | SF | 3.07
092116100144 | 24" o.c. | Metal stud, 20 ga, 3-5/8", 24" oc | SF | 2.31
092116100170 | 25 ga.
092116100180 | 12" o.c. | Metal stud, 25 ga, 3-5/8", 12" oc | SF | 3.03
092116100182 | 16" o.c. | Metal stud, 25 ga, 3-5/8", 16" oc | SF | 2.38
092116100184 | 24" o.c. | Metal stud, 25 ga, 3-5/8", 24" oc | SF | 1.85
092116100188 | 4", 20 ga.
092116100190 | 12" o.c. | Metal stud, 20 ga, 4", 12" oc | SF | 3.63
092116100192 | 16" o.c. | Metal stud, 20 ga, 4", 16" oc | SF | 2.83
092116100194 | 24" o.c. | Metal stud, 20 ga, 4", 24" oc | SF | 2.15
092116100198 | 25 ga.
092116100200 | 12" o.c. | Metal stud, 25 ga, 4", 12" oc | SF | 3.26
092116100202 | 16" o.c. | Metal stud, 25 ga, 4", 16" oc | SF | 2.56
092116100204 | 24" o.c. | Metal stud, 25 ga, 4", 24" oc | SF | 1.97
092116100210 | 6", 20 ga.
092116100220 | 12" o.c. | Metal stud, 20 ga, 6", 12" oc | SF | 4.25
092116100222 | 16" o.c. | Metal stud, 20 ga, 6", 16" oc | SF | 3.32
092116100224 | 24" o.c. | Metal stud, 20 ga, 6", 24" oc | SF | 2.55
092116100230 | 25 ga.
092116100240 | 12" o.c. | Metal stud, 25 ga, 6", 2" oc | SF | 3.86
092116100242 | 16" o.c. | Metal stud, 25 ga, 6", 16" oc | SF | 3.03
092116100244 | 24" o.c. | Metal stud, 25 ga, 6", 24" oc | SF | 2.35
092116100300 | Tracks, 20 ga.
092116100310 | 1-5/8" | Metal track, 20 ga, 1-5/8" | LF | 2
092116100320 | 2-1/2" | Metal track, 20 ga, 2-1/2" | LF | 2.04
092116100330 | 3-5/8" | Metal track, 20 ga, 3-5/8" | LF | 2.15
092116100340 | 4" | Metal track, 20 ga, 4" | LF | 2.46
092116100350 | 6" | Metal track, 20 ga, 6" | LF | 2.57
092116100400 | 25 ga.
092116100410 | 1-5/8" | Metal track, 25 ga, 1-5/8" | LF | 1.95
092116100415 | 2-1/2" | Metal track, 25 ga, 2-1/2" | LF | 1.97
092116100420 | 3-5/8" | Metal track, 25 ga, 3-5/8" | LF | 2
092116100430 | 4" | Metal track, 25 ga, 4" | LF | 2.18
092116100440 | 6" | Metal track, 25 ga, 6" | LF | 2.28
092116100980 | Load bearing studs, galvanized
092116100990 | 3-5/8", 16 ga.
092116101000 | 12" o.c. | Metal stud, ld bear, 16 ga, galv, 3-5/8", 12" oc | SF | 6.15
092116101020 | 16" o.c. | Metal stud, ld bear, 16 ga, galv, 3-5/8", 16" oc | SF | 5.28
092116101110 | 18 ga.
092116101130 | 12" o.c. | Metal stud, ld bear, 18 ga, galv, 3-5/8", 12" oc | SF | 5.63
092116101140 | 16" o.c. | Metal stud, ld bear, 18 ga, galv, 3-5/8", 16" oc | SF | 4.83
092116101145 | 4", 16 ga.
092116101150 | 12" o.c. | Metal stud, ld bear, 16 ga, galv, 4", 12" oc | SF | 6.29
092116101160 | 16" o.c. | Metal stud, ld bear, 16 ga, galv, 4", 16" oc | SF | 5.34
092116101980 | 6", 16 ga.
092116102000 | 12" o.c. | Metal stud, ld bear, 16 ga, galv, 6", 12" oc | SF | 6.86
092116102001 | 16" o.c. | Metal stud, ld bear, 16 ga, galv, 6", 16" oc | SF | 5.78
092116103000 | Furring
092116103160 | On beams and columns
092116103170 | 7/8" channel | Furring, on beams & columns, 7/8" channel | LF | 6.1
092116103180 | 1-1/2" channel | Furring, on beams & columns, 1-5/8" channel | LF | 7.07
092116104460 | On ceilings
092116104470 | 3/4" furring channels
092116104480 | 12" o.c. | Furring, on ceilings, 3/4" channel, 12" oc | SF | 3.87
092116104490 | 16" o.c. | Furring, on ceilings, 3/4" channel, 16" oc | SF | 3.61
092116104495 | 24" o.c. | Furring, on ceilings, 3/4" channel, 24" oc | SF | 3.15
092116104500 | 1-1/2" furring channels
092116104520 | 12" o.c. | Furring, on ceilings, 1-1/2" channel, 12" oc | SF | 4.5
092116104540 | 16" o.c. | Furring, on ceilings, 1-1/2" channel, 16" oc | SF | 3.99
092116104560 | 24" o.c. | Furring, on ceilings, 1-1/2" channel, 24" oc | SF | 3.54
092116105000 | On walls
092116105020 | 3/4" furring channels
092116105050 | 12" o.c. | Furring, on walls, 3/4" channel, 12" oc | SF | 3.19
092116105100 | 16" o.c. | Furring, on walls, 3/4" channel, 16" oc | SF | 2.9
092116105150 | 24" o.c. | Furring, on walls, 3/4" channel, 24" oc | SF | 2.64
092116105200 | 1-1/2" furring channels
092116105210 | 12" o.c. | Furring, on walls, 1-1/2" channel, 12" oc | SF | 3.7
092116105220 | 16" o.c. | Furring, on walls, 1-1/2" channel, 16" oc | SF | 3.31
092116105230 | 24" o.c. | Furring, on walls, 1-1/2" channel, 24" oc | SF | 2.95
092200000000 | LATH AND PLASTER
092236100000 | GYPSUM LATH | GYPSUM LATH
092236101070 | Gypsum lath, 1/2" thick
092236101090 | Clipped | Gypsum lath, plain, 1/2" thick, clipped | SY | 9.66
092236101110 | Nailed | Gypsum lath, plain, 1/2" thick, nailed | SY | 10.23
092236200000 | METAL LATH | METAL LATH
092236200960 | Diamond expanded, galvanized
092236200980 | 2.5 lb., on walls
092236201010 | Nailed | Lath, metal, diamond expd, galv, 2.5 lb, walls, nailed | SY | 16.82
092236201030 | Wired | Lath, metal, diamond expd, galv, 2.5 lb, walls, wired | SY | 18.28
092236201040 | On ceilings
092236201050 | Nailed | Lath, metal, diamond expd, galv, 2.5 lb, ceiling, nailed | SY | 18.28
092236201070 | Wired | Lath, metal, diamond expd, galv, 2.5 lb, ceiling, wired | SY | 20.22
092236201980 | 3.4 lb., on walls
092236202000 | Nailed | Lath, metal, diamond expd, galv, 3.4 lb, walls, nailed | SY | 19.18
092236202020 | Wired | Lath, metal, diamond expd, galv, 3.4 lb, walls, wired | SY | 20.64
092236202030 | On ceilings
092236202040 | Nailed | Lath, metal, diamond expd, galv, 3.4 lb, ceiling, nailed | SY | 20.64
092236202060 | Wired | Lath, metal, diamond expd, galv, 3.4 lb, ceiling, wired | SY | 22.58
092236202064 | Flat rib
092236202068 | 2.75 lb., on walls
092236202070 | Nailed | Lath, metal, flat rib, 2.75 lb, walls, nailed | SY | 16.46
092236202100 | Wired | Lath, metal, flat rib, 2.75 lb, walls, wired | SY | 20.63
092236202110 | On ceilings
092236202120 | Nailed | Lath, metal, flat rib, 2.75 lb, ceilings, nailed | SY | 20.63
092236202140 | Wired | Lath, metal, flat rib, 2.75 lb, ceilings, wired | SY | 22.57
092236202150 | 3.4 lb., on walls
092236202160 | Nailed | Lath, metal, flat rib, 3.41 lb, walls, nailed | SY | 19.17
092236202180 | Wired | Lath, metal, flat rib, 3.41 lb, walls, wired | SY | 19.18
092236202190 | On ceilings
092236202200 | Nailed | Lath, metal, flat rib, 3.41 lb, ceilings, nailed | SY | 19.18
092236202220 | Wired | Lath, metal, flat rib, 3.41 lb, ceilings, wired | SY | 21.12
092236202230 | Stucco lath
092236202240 | 1.8 lb. | Stucco lath, 1.8 lb | SY | 17.97
092236202300 | 3.6 lb. | Stucco lath, 3.6 lb | SY | 18.91
092236202310 | Paper backed
092236202320 | Minimum | Stucco lath, paper backed, min | SY | 14.2
092236202400 | Maximum | Stucco lath, paper backed, max | SY | 21.39
092236600000 | PLASTER ACCESSORIES | PLASTER ACCESSORIES
092236600120 | Expansion joint, 3/4", 26 ga., galv. | Expansion joint, 3/4", 26 ga, galvanized, 1 piece | LF | 3.75
092236602000 | Plaster corner beads, 3/4", galvanized | Plaster corner beads, 3/4", galvanized | LF | 2.82
092236602020 | Casing bead, expanded flange, galvanized | Casing bead, expanded flange, galvanized | LF | 2.69
092236602100 | Expanded wing, 1-1/4" wide, galvanized | Expanded wing, 1-1/4" wide, galvanized | LF | 2.81
092236602500 | Joint clips for lath | Joint clips for lath | EA | 0.61
092236602580 | Metal base, galvanized, 2-1/2" high | Metal base, galvanized, 2-1/2" high | LF | 3.6
092236602600 | Stud clips for gypsum lath | Stud clips for gypsum lath | EA | 0.61
092236602700 | Tie wire galvanized, 18 ga., 25 lb. hank | Tie wire galvanized, 18 ga, 25 lb hank | EA | 53.72
092236608000 | Sound deadening board, 1/4" | Sound deadening board, 1/4", nailed or clipped | SF | 1.72
092300000000 | SUPPORTS FOR PLASTER GYPSUM BOARD
092300100000 | PLASTER | PLASTER
092300100980 | Gypsum plaster, trowel finish, 2 coats
092300101000 | Ceilings | Gypsum plaster, trowel finish, 2 coats, ceilings | SY | 30.54
092300101020 | Walls | Gypsum plaster, trowel finish, 2 coats, walls | SY | 29.14
092300101030 | 3 coats
092300101040 | Ceilings | Gypsum plaster, trowel finish, 3 coats, ceilings | SY | 42.45
092300101060 | Walls | Gypsum plaster, trowel finish, 3 coats, walls | SY | 38.63
092300101960 | Vermiculite plaster
092300101980 | 2 coats
092300102000 | Ceilings | Vermiculite plaster, 2 coats, ceilings | SY | 41.91
092300102020 | Walls | Vermiculite plaster, 2 coats, walls | SY | 38.75
092300102030 | 3 coats
092300102040 | Ceilings | Vermiculite plaster, 3 coats, ceilings | SY | 53.66
092300102060 | Walls | Vermiculite plaster, 3 coats, walls | SY | 48.93
092300105960 | Keenes cement plaster
092300105980 | 2 coats
092300106000 | Ceilings | Keenes cement plaster, 2 coats, ceilings | SY | 32.68
092300106020 | Walls | Keenes cement plaster, 2 coats, walls | SY | 28.77
092300106030 | 3 coats
092300106040 | Ceilings | Keenes cement plaster, 3 coats, ceilings | SY | 36.27
092300106060 | Walls | Keenes cement plaster, 3 coats, walls | SY | 32.45
092300107000 | On columns, add to installation, 50%
092300107020 | Chases, fascia, and soffits, add to installation, 50%
092300107040 | Beams, add to installation, 50%
092400000000 | CEMENT PLASTERING
092400100000 | PORTLAND CEMENT PLASTER | PORTLAND CEMENT PLASTER
092400102980 | Stucco, portland, gray, 3 coat, 1" thick
092400103000 | Sand finish | Stucco, portland, 3 coats, 1" thick, sand finish | SY | 45.44
092400103020 | Trowel finish | Stucco, portland, 3 coats, 1" thick, trowel finish | SY | 46.95
092400103030 | White cement
092400103040 | Sand finish | Stucco, white cem, 3 coats, 1" thick, sand finish | SY | 48.69
092400103060 | Trowel finish | Stucco, white cem, 3 coats, 1" thick, trowel finish | SY | 52.16
092400103980 | Scratch coat
092400104000 | For ceramic tile | Scratch coat, for ceramic tile | SY | 12.08
092400104020 | For quarry tile | Scratch coat, for quarry tile | SY | 12.08
092400105000 | Portland cement plaster
092400105020 | 2 coats, 1/2" | Plaster, portland cement, 2 coats, 1/2" thick | SY | 24.1
092400105040 | 3 coats, 7/8" | Plaster, portland cement, 3 coats, 7/8" thick | SY | 29.62
092900000000 | GYPSUM BOARD
092900100000 | GYPSUM BOARD | GYPSUM BOARD
092900101122 | Vinyl faced, fastened to metal studs
092900101124 | 1/2" thick | Drywall, vinyl face, clipped to metal studs, 1/2" | SF | 2.27
092900101126 | 5/8" thick | Drywall, vinyl face, clipped to metal studs, 5/8" | SF | 2.2
092900101210 | Standard drywall, 3/8" thick
092900101214 | Nailed or screwed to
092900101216 | Wood or metal framed ceiling | Regular drywall, 3/8" thick, nailed or screwed, ceilings | SF | 1.29
092900101218 | Columns and beams | Regular drywall, 3/8" thick, nailed or screwed, columns & beams | SF | 2.29
092900101220 | Walls | Regular drywall, 3/8" thick, nailed or screwed, walls | SF | 1.21
092900101230 | 1/2" thick
092900101240 | Nailed or screwed to
092900101250 | Wood or metal framed ceiling | Standard drywall, 1/2" thick, nailed or screwed, ceilings | SF | 1.25
092900101260 | Columns and beams | Standard drywall, 1/2" thick, nailed or screwed, columns & beams | SF | 2.25
092900101270 | Walls | Standard drywall, 1/2" thick, nailed or screwed, walls | SF | 1.17
092900101280 | 5/8" thick
092900101290 | Nailed or screwed to
092900101300 | Wood or metal framed ceiling | Standard drywall, 5/8" thick, nailed or screwed, ceilings | SF | 1.5
092900101305 | Columns and beams | Standard drywall, 5/8" thick, nailed or screwed, columns & beams | SF | 2.75
092900101310 | Walls | Standard drywall, 5/8" thick, nailed or screwed, walls | SF | 1.39
092900101320 | Lightweight drywall, 1/2" thick
092900101380 | Nailed or screwed to
092900101390 | Wood or metal framed ceiling | Lightweight drywall, 1/2" thick, nailed or screwed, ceilings | SF | 1.23
092900101400 | Columns and beams | Lightweight drywall, 1/2" thick, nailed or screwed, columns & beams | SF | 2.23
092900101420 | Walls | Lightweight drywall, 1/2" thick, nailed or screwed, walls | SF | 1.15
092900101430 | 5/8" thick
092900101470 | Nailed or screwed to
092900101480 | Wood or metal framed ceiling | Lightweight drywall, 5/8" thick, nailed or screwed, ceilings | SF | 1.48
092900101490 | Columns and beams | Lightweight drywall, 5/8" thick, nailed or screwed, columns & beams | SF | 2.73
092900101500 | Walls | Lightweight drywall, 5/8" thick, nailed or screwed, walls | SF | 1.37
092900101520 | Mold resistant drywall, 1/2" thick
092900101580 | Nailed or screwed to
092900101590 | Wood or metal framed ceiling | Mold resist drywall, 1/2" thick, nailed or screwed, ceilings | SF | 1.43
092900101600 | Columns and beams | Mold resist drywall, 1/2" thick, nailed or screwed, columns & beams | SF | 2.43
092900101620 | Walls | Mold resist drywall, 1/2" thick, nailed or screwed, walls | SF | 1.35
092900101700 | 5/8" thick
092900101780 | Nailed or screwed to
092900101800 | Wood or metal framed ceiling | Mold resist drywall, 5/8" thick, nailed or screwed, ceilings | SF | 1.67
092900101820 | Columns and beams | Mold resist drywall, 5/8" thick, nailed or screwed, columns & beams | SF | 2.92
092900101840 | Walls | Mold resist drywall, 5/8" thick, nailed or screwed, walls | SF | 1.56
092900102000 | Blue Board drywall, 1/2" thick
092900102080 | Nailed or screwed to
092900102100 | Wood or metal framed ceiling | Blue Board drywall, 1/2" thick, nailed or screwed, ceilings | SF | 1.35
092900102120 | Columns and beams | Blue Board drywall, 1/2" thick, nailed or screwed, columns & beams | SF | 2.35
092900102140 | Walls | Blue Board drywall, 1/2" thick, nailed or screwed, walls | SF | 1.27
092900102160 | 5/8" thick
092900102240 | Nailed or screwed to
092900102260 | Wood or metal framed ceiling | Blue Board drywall, 5/8" thick, nailed or screwed, ceilings | SF | 1.59
092900102280 | Columns and beams | Blue Board drywall, 5/8" thick, nailed or screwed, columns & beams | SF | 2.84
092900102300 | Walls | Blue Board drywall, 5/8" thick, nailed or screwed, walls | SF | 1.48
092900102500 | Soundproof drywall, 1/2" thick
092900102580 | Nailed or screwed to
092900102600 | Wood or metal framed ceiling | Soundproof drywall, 1/2" thick, nailed or screwed, ceilings | SF | 2.63
092900102620 | Columns and beams | Soundproof drywall, 1/2" thick, nailed or screwed, columns & beams | SF | 3.63
092900102640 | Walls | Soundproof drywall, 1/2" thick, nailed or screwed, walls | SF | 2.55
092900102660 | 5/8" thick
092900102740 | Nailed or screwed to
092900102760 | Wood or metal framed ceiling | Soundproof drywall, 5/8" thick, nailed or screwed, ceilings | SF | 3.02
092900102780 | Columns and beams | Soundproof drywall, 5/8" thick, nailed or screwed, columns & beams | SF | 4.27
092900102800 | Walls | Soundproof drywall, 5/8" thick, nailed or screwed, walls | SF | 2.91
092900102900 | Fire-resistant drywall, 1/2" thick
092900102980 | Nailed or screwed to
092900103000 | Wood or metal framed ceiling | Fire-resistant drywall, 1/2" thick, nailed or screwed, ceilings | SF | 1.35
092900103020 | Columns and beams | Fire-resistant drywall, 1/2" thick, nailed or screwed, columns & beams | SF | 2.35
092900103040 | Walls | Fire-resistant drywall, 1/2" thick, nailed or screwed, walls | SF | 1.27
092900103060 | 5/8" thick
092900103140 | Nailed or screwed to
092900103160 | Wood or metal framed ceiling | Fire-resistant drywall, 5/8" thick, nailed or screwed, ceilings | SF | 1.59
092900103180 | Columns and beams | Fire-resistant drywall, 5/8" thick, nailed or screwed, columns & beams | SF | 2.84
092900103200 | Walls | Fire-resistant drywall, 5/8" thick, nailed or screwed, walls | SF | 1.48
092900103220 | Impact-resistant drywall, 5/8" thick
092900103300 | Nailed or screwed to
092900103330 | Wood or metal framed ceiling | Impact-resistant drywall, 5/8" thick, nailed or screwed, ceilings | SF | 1.97
092900103340 | Columns and beams | Impact-resistant drywall, 5/8" thick, nailed or screwed, columns & beams | SF | 3.22
092900103360 | Walls | Impact-resistant drywall, 5/8" thick, nailed or screwed, walls | SF | 1.86
092900103370 | High-flex drywall, 1/4" thick, nailed or screwed
092900103380 | Walls | High-flex drywall, (curved walls) 1/4" nailed or screwed, walls | SF | 1.39
092900103400 | Shaftwall drywall, 1" thick, nailed or screwed
092900103420 | Walls | Shaftwall 1" nailed or screwed, walls | SF | 2.06
092900103500 | Stretch drywall, 1/2" thick
092900103530 | Nailed or screwed to
092900103540 | Wood or metal framed ceiling | Stretch drywall, 1/2" thick, nailed or screwed, ceilings | SF | 1.25
092900103550 | Walls | Stretch drywall, 1/2" thick, nailed or screwed, walls | SF | 1.16
092900104000 | Tile backer board, screwed to wall
092900104020 | 1/4" thick | Tile backerboard, 1/4" thick, screwed, walls | SF | 4.3
092900104040 | 7/16" thick | Tile backerboard, 7/16" thick, screwed, walls | SF | 4.41
092900104060 | 1/2" thick | Tile backerboard, 1/2" thick, screwed, walls | SF | 4.24
092900104080 | 5/8" thick | Tile backerboard, 5/8" thick, screwed, walls | SF | 4.4
092900105020 | Casing bead
092900105022 | Minimum | Drywall, casing bead, minimum | LF | 2.52
092900105024 | Average | Drywall, casing bead, average | LF | 2.92
092900105026 | Maximum | Drywall, casing bead, maximum | LF | 4.33
092900105040 | Corner bead
092900105042 | Minimum | Drywall, corner bead, minimum | LF | 2.53
092900105044 | Average | Drywall, corner bead, average | LF | 2.97
092900105046 | Maximum | Drywall, corner bead, maximum | LF | 4.38
092900106000 | Taping and finishing joints
092900106020 | Level 1 | Drywall, taping & finishing joints, level 1 | SF | 0.6
092900106040 | Level 2 | Drywall, taping & finishing joints, level 2 | SF | 0.68
092900106060 | Level 3 | Drywall, taping & finishing joints, level 3 | SF | 0.76
092900106080 | Level 4 | Drywall, taping & finishing joints, level 4 | SF | 0.89
092900106100 | Level 5 (includes skim coat) | Drywall, taping & finishing joints, level 5 | SF | 0.93
092900106120 | Add to above for Special Textures
092900106200 | Orange Peel | Special drywall textures, orange peel | SF | 1.76
092900106220 | Santa-Fe | Special drywall textures, Santa Fe | SF | 2.21
092900106240 | Skip Trowel | Special drywall textures, skip trowel | SF | 2
092900106260 | Smooth | Special drywall textures, smooth | SF | 1.76
092900106280 | Splatter Knockdown | Special drywall textures, splatter knockdown | SF | 2
092900106290 | Swirl | Special drywall textures, swirl | SF | 2.33
092900106300 | Rosebud | Special drywall textures, rosebud | SF | 2.33
092900106320 | Popcorn | Special drywall textures, popcorn | SF | 2
093000000000 | TILE
093013100000 | CERAMIC TILE | CERAMIC TILE
093013100980 | Glazed wall tile, 4-1/4" x 4-1/4"
093013101000 | Minimum | Glazed wall tile, 4-1/4"x 4-1/4", minimum | SF | 8.14
093013101020 | Average | Glazed wall tile, 4-1/4"x 4-1/4", average | SF | 10.58
093013101040 | Maximum | Glazed wall tile, 4-1/4"x 4-1/4", maximum | SF | 22.42
093013101042 | 6" x 6"
093013101044 | Minimum | Glazed wall tile, 6"x 6", minimum | SF | 6.62
093013101046 | Average | Glazed wall tile, 6"x 6", average | SF | 8.62
093013101048 | Maximum | Glazed wall tile, 6"x 6", maximum | SF | 10.3
093013101100 | 8" x 8"
093013101150 | Minimum | Glazed wall tile, 8"X 8", minimum | SF | 6.21
093013101160 | Average | Glazed wall tile, 8"X 8", average | SF | 7.96
093013101170 | Maximum | Glazed wall tile, 8"X 8", maximum | SF | 9.42
093013102960 | Base, 4-1/4" high
093013102980 | Minimum | Glazed base tile, 4-1/4" high, minimum | LF | 14.47
093013103000 | Average | Glazed base tile, 4-1/4" high, average | LF | 15.24
093013103040 | Maximum | Glazed base tile, 4-1/4" high, maximum | LF | 17
093013103042 | Glazed moldings and trim, 12" x 12"
093013103044 | Minimum | Glazed modlings and trim, 12" x 12", min | LF | 10.4
093013103046 | Average | Glazed modlings and trim, 12" x 12", average | LF | 12.94
093013103048 | Maximum | Glazed modlings and trim, 12" x 12", max | LF | 14.72
093013106100 | Unglazed floor tile
093013106120 | Portland cem., cushion edge, face mtd
093013106140 | 1" x 1" | Unglazed tile, cement bed, face mount, 1"x 1" | SF | 24.88
093013106150 | 2" x 2" | Unglazed tile, cement bed, face mount, 2"x 2" | SF | 25.31
093013106162 | 4" x 4" | Unglazed tile, cement bed, face mount, 4"x 4" | SF | 24.01
093013106164 | 6" x 6" | Unglazed tile, cement bed, face mount, 6"x 6" | SF | 11.83
093013106166 | 12" x 12" | Unglazed tile, cement bed, face mount, 12"x 12" | SF | 10.39
093013106168 | 16" x 16" | Unglazed tile, cement bed, face mount, 16"x 16" | SF | 9.12
093013106170 | 18" x 18" | Unglazed tile, cement bed, face mount, 18"x 18" | SF | 8.53
093013106200 | Adhesive bed, with white grout
093013106220 | 1" x 1" | Unglazed tile, adhesive, white grout, 1"x 1" | SF | 21.89
093013106230 | 2" x 2" | Unglazed tile, adhesive, white grout, 2"x 2" | SF | 22.16
093013106260 | 4" x 4" | Unglazed tile, adhesive, white grout, 4"x 4" | SF | 22.16
093013106262 | 6" x 6" | Unglazed tile, adhesive, white grout, 6"x 6" | SF | 10.8
093013106264 | 12" x 12" | Unglazed tile, adhesive, white grout, 12"x 12" | SF | 9.47
093013106266 | 16" x 16" | Unglazed tile, adhesive, white grout, 16"x 16" | SF | 8.31
093013106268 | 18" x 18" | Unglazed tile, adhesive, white grout, 18"x 18" | SF | 7.76
093013106300 | Organic adhesive bed, thin set, back mounted
093013106320 | 1" x 1" | Unglazed tile, organic adhesive, 1"x 1" | SF | 21.89
093013106350 | 2" x 2" | Unglazed tile, organic adhesive, 2"x 2" | SF | 23.72
093013106360 | For group 2 colors, add to material, 10%
093013106370 | For group 3 colors, add to material, 20%
093013106380 | For abrasive surface, add to material, 25%
093013106382 | Porcelain floor tile
093013106384 | 1" x 1" | Porcelain floor tile, 1"x1" | SF | 17.53
093013106386 | 2" x 2" | Porcelain floor tile, 2"x2" | SF | 16.34
093013106388 | 4" x 4" | Porcelain floor tile, 4"x4" | SF | 15.38
093013106390 | 6" x 6" | Porcelain floor tile, 6"x6" | SF | 8.76
093013106392 | 12" x 12" | Porcelain floor tile, 12"x12" | SF | 7.76
093013106394 | 16" x 16" | Porcelain floor tile, 16"x16" | SF | 6.63
093013106396 | 18" x 18" | Porcelain floor tile, 18"x18" | SF | 6.06
093013106400 | Unglazed wall tile
093013106420 | Organic adhesive, face mounted cushion edge
093013106425 | 1" x 1"
093013106430 | Minimum | Unglazed tile, adhesive, face mount, 1"x 1", minimum | SF | 13.37
093013106432 | Average | Unglazed tile, adhesive, face mount, 1"x 1", average | SF | 16.09
093013106434 | Maximum | Unglazed tile, adhesive, face mount, 1"x 1", maximum | SF | 21.24
093013106448 | 2" x 2"
093013106450 | Minimum | Unglazed tile, adhesive, face mount, 2"x 2", minimum | SF | 13.94
093013106452 | Average | Unglazed tile, adhesive, face mount, 2"x 2", average | SF | 15.5
093013106454 | Maximum | Unglazed tile, adhesive, face mount, 2"x 2", maximum | SF | 21.81
093013106500 | Back mounted
093013106510 | 1" x 1"
093013106520 | Minimum | Unglazed tile, adhesive, back mount, 1"x 1", minimum | SF | 13.37
093013106522 | Average | Unglazed tile, adhesive, back mount, 1"x 1", average | SF | 16.09
093013106524 | Maximum | Unglazed tile, adhesive, back mount, 1"x 1", maximum | SF | 21.24
093013106538 | 2" x 2"
093013106540 | Minimum | Unglazed tile, adhesive, back mount, 2"x 2", minimum | SF | 13.94
093013106542 | Average | Unglazed tile, adhesive, back mount, 2"x 2", average | SF | 15.5
093013106544 | Maximum | Unglazed tile, adhesive, back mount, 2"x 2", maximum | SF | 21.81
093013106600 | For glazed finish, add to material, 25%
093013106620 | For glazed mosaic, add to material, 100%
093013106630 | For metallic colors, add to material, 125%
093013106640 | For exterior wall use, add to total, 25%
093013106650 | For exterior soffit, add to total, 25%
093013106660 | For portland cement bed, add to total, 25%
093013106670 | For dry set portland cement bed, add to total, 10%
093013108020 | Conductive floor tile, unglazed square edged
093013108040 | Portland cement bed
093013108060 | 1 x 1 | Conductive floor tile, unglazed, port cement, 1x 1 | SF | 17.06
093013108080 | 1-9/16 x 1-9/16 | Cond floor tile, unglzd, port cement, 1-9/16x 1-9/16 | SF | 16.48
093013108100 | Dry set
093013108120 | 1 x 1 | Conductive floor tile, unglazed, dry set, 1x 1 | SF | 17.06
093013108140 | 1-9/16 x 1-9/16 | Cond floor tile, unglazed, dry set, 1-9/16x 1-9/16 | SF | 16.48
093013108160 | Epoxy bed with epoxy joints
093013108180 | 1 x 1 | Epoxy bed with epoxy joints, 1 x 1 | SF | 17.06
093013108200 | 1-9/16 x 1-9/16 | Epoxy bed with epoxy joints, 1-9/16 x 1-9/16 | SF | 16.48
093013108400 | For WWF in bed add to total, 15%
093013108420 | For abrasive surface, add to material, 40%
093013108990 | Ceramic accessories
093013109000 | Towel bar, 24" long
093013109002 | Minimum | Towel bar, 24" long, minimum | EA | 50.11
093013109004 | Average | Towel bar, 24" long, average | EA | 62.38
093013109006 | Maximum | Towel bar, 24" long, maximum | EA | 115
093013109020 | Soap dish
093013109022 | Minimum | Soap dish, minimum | EA | 60.97
093013109024 | Average | Soap dish, average | EA | 77.14
093013109026 | Maximum | Soap dish, maximum | EA | 110
093016100000 | QUARRY TILE | QUARRY TILE
093016101060 | Floor
093016101080 | 4 x 4 x 1/2" | Quarry tile, floor, 4 x 4 x 1/2" | SF | 17.35
093016101100 | 6 x 6 x 1/2" | Quarry tile, floor, 6 x 6 x 1/2" | SF | 16.55
093016101120 | 6 x 6 x 3/4" | Quarry tile, floor, 6 x 6 x 3/4" | SF | 18.19
093016101122 | 12 x 12 x 3/4" | Quarry tile, floor, 12 x 12 x 3/4" | SF | 20.48
093016101124 | 16 x 1 6 x 3/4" | Quarry tile, floor, 16 x 16 x 3/4" | SF | 16.07
093016101126 | 18 x 18 x 3/4" | Quarry tile, floor, 18 x18 x 3/4" | SF | 12.33
093016101150 | Medallion
093016101160 | 36" dia. | Tile medallion, 36" dia. | EA | 807
093016101162 | 48" dia. | Tile medallion, 48" dia. | EA | 914
093016101200 | Wall, applied to 3/4" portland cement bed
093016101220 | 4 x 4 x 1/2" | Quarry tile, wall, 4 x 4 x 1/2" | SF | 21.78
093016101240 | 6 x 6 x 3/4" | Quarry tile, wall, 6 x 6 x 3/4" | SF | 19.91
093016101320 | Cove base
093016101330 | 5 x 6 x 1/2" straight top | Quarry tile, cove base, 5 x 6 x 1/2", straight top | LF | 20.05
093016101340 | 6 x 6 x 3/4" round top | Quarry tile, cove base, 6 x 6 x 3/4", round top | LF | 19.54
093016101345 | Moldings
093016101350 | 2 x 12 | Tile moldings, 2x12 | LF | 18.99
093016101352 | 4 x 12 | Tile moldings, 4x12 | LF | 25.3
093016101360 | Stair treads 6 x 6 x 3/4" | Quarry tile, stair treads, 6 x 6 x 3/4" | LF | 29.14
093016101380 | Window sill 6 x 8 x 3/4" | Quarry tile, window still 6x 8x 3/4" | LF | 24.4
093016101400 | For abrasive surface, add to material, 25%
095100000000 | ACOUSTICAL TREATMENT
095100100000 | CEILINGS AND WALLS | CEILINGS AND WALLS
095100101400 | Acoustical panels, suspension system not included
095100101420 | Fiberglass panels
095100101500 | 5/8" thick
095100101560 | 2' x 2' | Acoustical ceiling, fiberglass, 5/8" th, 2'x 2' | SF | 3.13
095100101580 | 2' x 4' | Acoustical ceiling, fiberglass, 5/8" th, 2'x 4' | SF | 2.54
095100101590 | 3/4" thick
095100101600 | 2' x 2' | Acoustical ceiling, fiberglass, 3/4" th, 2'x 2' | SF | 3.77
095100101620 | 2' x 4' | Acoustical ceiling, fiberglass, 3/4" th, 2'x 4' | SF | 3.43
095100101630 | Glass cloth faced fiberglass panels
095100101660 | 3/4" thick | Accoustical ceiling, cloth fiberglass, 3/4" thick | SF | 5.07
095100101680 | 1" thick | Accoustical ceiling, cloth fiberglass, 1" thick | SF | 5.5
095100101682 | Wood laminate faced, minimum | Accoustical ceiling, wood faced, fiberglass, min. | SF | 14.29
095100101684 | Maximum | Accoustical ceiling, wood faced, fiberglass, max. | SF | 16.78
095100101690 | Mineral fiber panels
095100101700 | 5/8" thick
095100101720 | 2' x 2' | Acoustical ceiling, min fiber, 5/8" th, 2'x 2' | SF | 2.84
095100101740 | 2' x 4' | Acoustical ceiling, min fiber, 5/8" th, 2'x 4' | SF | 2.58
095100101750 | 3/4" thick
095100101760 | 2' x 2' | Acoustical ceiling, min fiber, 3/4" th, 2'x 2' | SF | 3.77
095100101780 | 2' x 4' | Acoustical ceiling, min fiber, 3/4" th, 2'x 4' | SF | 3.46
095100101790 | For aluminum faced panels, add to material, 80%
095100101800 | For vinyl faced panels, add to total, 125%
095100101810 | For fire rated panels, add to material, 75%
095100101820 | Wood fiber panels
095100101840 | 1/2" thick
095100101850 | 2' x 2' | Acoustical ceiling, wood fiber, 1/2" th, 2'x 2' | SF | 3.97
095100101860 | 2' x 4' | Acoustical ceiling, wood fiber, 1/2" th, 2'x 4' | SF | 3.71
095100101870 | 5/8" thick
095100101880 | 2' x 2' | Acoustical ceiling, wood fiber, 5/8" th, 2'x 2' | SF | 4.39
095100101890 | 2' x 4' | Acoustical ceiling, wood fiber, 5/8" th, 2'x 4' | SF | 4.13
095100101900 | 3/4" thick
095100101910 | 2' x 2' | Acoustical ceiling, wood fiber, 3/4" thk, 2'x 2' | SF | 5.12
095100101920 | 2' x 4' | Acoustical ceiling, wood fiber, 3/4" thk, 2'x 4' | SF | 4.86
095100101930 | 2" thick
095100101940 | 2' x 2' | Accoustical ceiling, wood fiber, 2" th, 2'x 2' | SF | 5.97
095100101950 | 2' x 4' | Accoustical ceiling, wood fiber, 2" th, 2'x 4' | SF | 5.63
095100102000 | For flameproofing, add to material, 10%
095100102010 | For sculptured finish, add to material, 15%
095100102020 | Air distributing panels
095100102060 | 3/4" thick | Accoustical ceiling, air distributing, 3/4" thick | SF | 4.84
095100102080 | 5/8" thick | Accoustical ceiling, air distributing, 5/8" thick | SF | 4.03
095100102090 | Acoustical tiles, suspension system not included
095100102100 | Fiberglass tile, 12" x 12"
095100103040 | 5/8" thick | Acoustic tile, fiberglass, 12"x 12", 5/8" thick | SF | 3.61
095100103060 | 3/4" thick | Acoustic tile, fiberglass, 12"x 12", 3/4" thick | SF | 4.27
095100103080 | Glass cloth faced fiberglass tile
095100103100 | 3/4" thick | Acoustic tile, cloth fiberglass, 3/4" thick | SF | 5.76
095100103120 | 3" thick | Acoustic tile, cloth fiberglass, 3" thick | SF | 6.45
095100103130 | Mineral fiber tile, 12" x 12"
095100103140 | 5/8" thick
095100103160 | Standard | Acoustic tile, min fiber, 12"x 12", 5/8" th, std | SF | 2.75
095100103170 | Vinyl faced | Acoustic tile, min fiber, 12"x 12", 5/8" th, vinyl | SF | 3.84
095100103180 | 3/4" thick
095100103190 | Standard | Acoustic tile, min fiber, 12"x 12", 3/4", std | SF | 3.25
095100103200 | Vinyl faced | Acoustic tile, min fiber, 12"x 12", 3/4" th, vinyl | SF | 4.46
095100103240 | Fire rated | Acoust tile, min fbr, vnl, 12"x 12", 3/4" th, fire, mylr | SF | 5.22
095100103260 | Aluminum or mylar faced | Acoust tile, min fbr, vnl, 12"x 12", 3/4" th, alum | SF | 8.47
095100103280 | Wood fiber tile, 12" x 12"
095100103300 | 1/2" thick | Acoustic tile, wood fiber, 12"x 12", 1/2" thick | SF | 3.41
095100103320 | 3/4" thick | Acoustic tile, wood fiber, 12"x 12", 3/4" thick | SF | 4.22
095100103340 | For flameproofing, add to material, 10%
095100103360 | For sculptured 3 dimensional, add to material, 50%
095100103380 | Metal pan units, 24 ga. steel
095100103700 | 12" x 12" | Acoustic tile, metal pan units, 24 ga steel, 12"x 12" | SF | 15.31
095100103710 | 12" x 24" | Acoustic tile, metal pan units, 24 ga steel, 12"x 24" | SF | 16.42
095100103720 | Aluminum, .025" thick
095100103740 | 12" x 12" | Acoustic tile, metal pan, alum, .025" th, 12"x 12" | SF | 17.37
095100103750 | 12" x 24" | Acoustic tile, metal pan, alum, .025" th, 12"x 24" | SF | 17.26
095100103760 | Anodized aluminum, 0.25" thick
095100103770 | 12" x 12" | Acoustic tile, metal pan, alum., 0.025" thk, 12"x 12" | SF | 18.76
095100103775 | 12" x 24" | Acoust tile, metal pan, anod alum, .025" th, 12"x 24" | SF | 21.11
095100103780 | Stainless steel, 24 ga.
095100103790 | 12" x 12" | Acoust tile, metal pan, stnls steel, 24 ga, 12"x 12" | SF | 38.69
095100103800 | 12" x 24" | Acoust tile, metal pan, stnls steel, 24 ga, 12"x 24" | SF | 33.21
095100103840 | For flameproof sound absorbing pads, add to material | For flame proof sound absorbing pads, add to materi | SF | 2.42
095100103860 | Metal ceiling systems
095100103880 | .020" thick panels
095100104030 | 10', 12', and 16' lengths | Acoustic ceil, metal, .020" th, 10', 12', & 16' lengths | SF | 13.35
095100104040 | Custom lengths, 3' to 20' | Acoustic ceil, metal, .020" th, custom lengths 3'-20' | SF | 13.47
095100104050 | .025" thick panels
095100104080 | 32 sf, 38 sf, and 52 sf pieces | Acoustic ceil, metal, .025" th, 32, 38, & 52 sf pieces | SF | 8.55
095100104100 | Custom lengths, 10 sf to 65 sf | Acoust ceil, metal, .025" th, custom lth, 10-65 sf pcs | SF | 9.52
095100104140 | Carriers, black, add | Acoustic ceiling, metal, carriers, black, add | SF | 3.5
095100104160 | Recess filler strip, add | Acoustic ceiling, metal, recess filler strip, add | SF | 1.17
095100104180 | Custom lengths, add | Acoust ceil, metal, recess filler, custom lengths, add | SF | 1.75
095100104190 | Sound absorption walls, with fabric cover
095100105000 | 2-6" x 9' x 3/4" | Sound absorb walls, w/fabric cover, 2-6"x 9'x 3/4" | SF | 16.89
095100105020 | 2' x 9' x 1" | Sound absorption walls, w/fabric cover, 2'x 9'x 1" | SF | 18.22
095100105040 | Starter spline | Sound absorption, starter spline, for wall panels | LF | 4.32
095100105060 | Internal spline | Sound absorption, internal spline, for wall panels | LF | 4.03
095100105080 | Acoustical treatment
095100105100 | Barriers for plenums
095100105120 | Leaded vinyl
095100105140 | 0.48 lb per sf | Acoust treat, plenum barriers, vinyl, 0.48 lb, 5" th | SF | 8.37
095100105160 | 0.87 lb per sf | Acoust treat, plenum barrier, vinyl, 0.87 lb, .625" th | SF | 9.49
095100105170 | Aluminum foil, fiberglass reinforcement
095100105180 | Minimum | Acoust treat, plenum barriers, alum foil, fbrgls, min | SF | 4.88
095100105200 | Maximum | Acoust treat, plenum barriers, alum foil, fbrgls, max | SF | 6.54
095100105220 | Aluminum mesh, paper backed | Acoust treat, plenum barriers, alum mesh, paper bckd | SF | 4.76
095100105240 | Fibered cement sheet, 3/16" thick | Acoust treat, plenum barriers, asbestos sht, 3/16" th | SF | 7.08
095100105260 | Sheet lead, 1/64" thick | Acoust treat, plenum barriers, sheet lead, 1/64" th | SF | 9.13
095100105300 | Sound attenuation blanket
095100105360 | 1" thick | Acoust treat, sound attenuation blanket, 1" thick | SF | 8.64
095100105380 | 1-1/2" thick | Acoust treat, sound attenuation blanket, 1-1/2" th | SF | 8.82
095100105390 | 2" thick | Acoust treat, sound attenuation blanket, 2" thick | SF | 8.97
095100105400 | 3" thick | Acoust treat, sound attenuation blanket, 3" thick | SF | 10.05
095100105420 | Ceiling suspension systems
095100105440 | T-bar system
095100105510 | 2' x 4' | Ceiling suspension system, T-bar, 2'x 4' | SF | 2.17
095100105520 | 2' x 2' | Ceiling suspension system, T-bar, 2'x 2' | SF | 2.36
095100105530 | Concealed Z-bar suspension system, 12" module | Concealed Z-bar suspension system, 12" module | SF | 2.74
095100105550 | For 1-1/2" carrier channels, 4' o.c., add | For 1-1/2" carrier channels, 4' oc, add | SF | 0.44
095100105560 | Carrier channel for recessed light fixtures | Carrier channel for recessed light fixtures | SF | 0.8
095100105820 | T-bar system grid components
095100105822 | 2' Cross Tee | Ceiling suspension system, T-bar, 2' cross T | EA | 3.34
095100105824 | 4' Cross Tee | Ceiling suspension system, T-bar, 4' cross T | EA | 5.73
095100105826 | Main Beam | Ceiling suspension system, T-bar, main beam | LF | 2.45
095100105828 | Wall Molding | Ceiling suspension system, T-bar, wall molding | LF | 1.52
095100105900 | Ceiling tile, quick costs
095100105902 | Minimum | Ceiling tile quick costs, minimum | SF | 3.5
095100105904 | Average | Ceiling tile quick costs, average | SF | 4.43
095100105906 | Maximum | Ceiling tile quick costs, maximum | SF | 8.55
096100000000 | FLOORING
096300000000 | MASONRY FLOORING
096300100000 | FLOOR LEVELING | FLOOR LEVELING
096300100980 | Repair and level floors to receive new flooring
096300101000 | Minimum | Repair & level floors to receive new carpet, min | SY | 4.42
096300101020 | Average | Repair & level floors to receive new carpet, avg | SY | 10.84
096300101030 | Maximum | Repair & level floors to receive new carpet, max | SY | 14.14
096316100000 | UNIT MASONRY FLOORING | UNIT MASONRY FLOORING
096316101000 | Clay brick
096316101020 | 9 x 4-1/2 x 3" thick
096316101040 | Glazed | Clay brick, 9 x 4-1/2 x 3", glazed | SF | 14.26
096316101060 | Unglazed | Clay brick, 9 x 4-1/2 x 3", unglazed | SF | 13.96
096316101070 | 8 x 4 x 3/4" thick
096316101080 | Glazed | Clay brick, 8 x 4 x 3/4" thick, glazed | SF | 13.84
096316101100 | Unglazed | Clay brick, 8 x 4 x 3/4" thick, unglazed | SF | 13.53
096316101140 | For herringbone pattern, add to labor, 15%
096400000000 | WOOD FLOORING
096400100000 | WOOD FLOORING | WOOD FLOORING
096400100100 | Wood strip flooring, unfinished
096400101000 | Fir floor
096400101010 | C and better
096400101020 | Vertical grain | Wood floring, fir strip, C & better, vert grain | SF | 6.38
096400101040 | Flat grain | Wood flooring, fir strip, C & better, flat grain | SF | 7.29
096400101060 | Oak floor
096400101080 | Minimum | Wood flooring, oak strip, minimum | SF | 7.76
096400101100 | Average | Wood flooring, oak strip, average | SF | 9.21
096400101120 | Maximum | Wood flooring, oak strip, maximum | SF | 11.59
096400101200 | Maple floor
096400101220 | 25/32" x 2-1/4"
096400101240 | Minimum | Wood flooring, maple strip, 25/32 x 2-1/4, min | SF | 9.41
096400101260 | Maximum | Wood flooring, maple strip, 25/32 x 2-1/4, max | SF | 11.71
096400101280 | 33/32" x 3-1/4"
096400101300 | Minimum | Wood flooring, maple strip, 33/32" x 3-1/4", min | SF | 11.58
096400101320 | Maximum | Wood flooring, maple strip, 33/32" x 3-1/4", max | SF | 12.58
096400101340 | Added costs
096400101350 | For factory finish, add to material, 10%
096400101355 | For random width floor, add to total, 20%
096400101360 | For simulated pegs, add to total, 10%
096400101500 | Wood block industrial flooring
096400101510 | Creosoted
096400101520 | 2" thick | Wood block industrial flooring, creosoted, 2" th | SF | 6.5
096400101540 | 2-1/2" thick | Wood block industrial flooring, creosoted, 2-1/2" th | SF | 7.08
096400101560 | 3" thick | Wood block industrial flooring, creosoted, 3" th | SF | 7.42
096400102500 | Parquet, 5/16", white oak
096400102520 | Finished | Wood parquet, 5/16", white oak, prefinished | SF | 14.54
096400102540 | Unfinished | Wood parquet, 5/16", white oak, unfinished | SF | 9.13
096400103000 | Gym floor, 2 ply felt, 25/32" maple, finished, in mastic | Gym, floor, w/felt, 25/32" maple, finished | SF | 13.43
096400103020 | Over wood sleepers | Gym floor over wood sleepers | SF | 14.16
096400109020 | Finishing, sand, fill, finish, and wax | Floor finishing, sand, fill, shellac and wax | SF | 2.74
096400109100 | Refinish sand, seal, and 2 coats of polyurethane | Floor refinish, sand, seal, 2 coats of poly | SF | 3.94
096400109540 | Clean and wax floors | Clean and wax floors | SF | 0.66
096500000000 | RESILIENT FLOORING
096513100000 | RESILIENT BASE AND ACCESSORIES | RESILIENT BASE AND ACCESSORIES
096513101000 | Wall base, vinyl
096513101120 | Group 1
096513101130 | 4" high | Wall base, vinyl, group 1, black russet & umber, 4" hi | LF | 4.45
096513101140 | 6" high | Wall base, vinyl, group 1, black russet & umber, 6" hi | LF | 5.07
096513101160 | Group 2
096513101180 | 4" high | Wall base, vinyl, group 2, all except white, 4" high | LF | 4.24
096513101200 | 6" high | Wall base, vinyl, group 2, all except white, 6" high | LF | 5.12
096513101220 | Group 3
096513101230 | 4" high | Wall base, vinyl, group 3, white only, 4" high | LF | 6.14
096513101240 | 6" high | Wall base, vinyl, group 3, white only, 6" high | LF | 6.56
096513106000 | Stair accessories
096513106010 | Treads, 1/4" x 12", rubber diamond surface
096513106020 | Marbled | Stair access, treads, 1/4"x 12", rubber diam, marbled | LF | 27.53
096513106040 | Plain | Stair access, treads, 1/4"x 12", rubber, mbld, black | LF | 28.19
096513106080 | Grit strip safety tread, 12" wide, colors
096513106100 | 3/16" thick | Stair access, treads, grit safety, 12" w, col, 3/16" th | LF | 28.17
096513106120 | 5/16" thick | Stair access, treads, grit safety, 12" w, col, 5/16" th | LF | 35.27
096513106140 | Risers, 7" high, 1/8" thick, colors
096513106160 | Flat | Stair access, risers, 7" hi, 1/8" th, colors, flat | LF | 12.06
096513106180 | Coved | Stair access, risers, 7" hi, 1/8" th, colors, coved | LF | 9.6
096513106300 | Nosing, rubber
096513106310 | 3/16" thick, 3" wide
096513106320 | Black | Stair access, nosing, rubber, 3/16" th, 3" w, black | LF | 11.01
096513106340 | Colors | Stair access, nosing, rubber, 3/16" th, 3" w, colors | LF | 11.87
096513106350 | 6" wide
096513106360 | Black | Stair access, nosing, rubber, 3/16" th, 6" w, black | LF | 15.31
096513106380 | Colors | Stair access, nosing, rubber, 3/16" th, 6" w, colors | LF | 15.89
096516100000 | RESILIENT SHEET FLOORING | RESILIENT SHEET FLOORING
096516100980 | Vinyl sheet flooring
096516101000 | Minimum | Vinyl sheet flooring, minimum | SF | 5.21
096516101002 | Average | Vinyl sheet flooring, average | SF | 10.35
096516101004 | Maximum | Vinyl sheet flooring, maximum | SF | 19.19
096516101020 | Cove, to 6" | Vinyl cove molding, 6" high | LF | 6.78
096516102000 | Fluid applied resilient flooring
096516102020 | Polyurethane, poured in place, 3/8" thick | Resil flrg, fluid apld, polyurethane, poured, 3/8" th | SF | 17.86
096516106200 | Vinyl sheet goods, backed
096516106220 | 0.070" thick | Resil flrg, fluid apld, vinyl sheet, bckd, 0.070" th | SF | 5.29
096516106240 | 0.093" thick | Resil flrg, fluid apld, vinyl sheet, bckd, 0.093" th | SF | 7.63
096516106260 | 0.125" thick | Resil flrg, fluid apld, vinyl sheet, bckd, 0.125" th | SF | 8.65
096516106280 | 0.250" thick | Resil flrg, fluid apld, vinyl sheet, bckd, 0.250" th | SF | 9.79
096519100000 | RESILIENT TILE FLOORING | RESILIENT TILE FLOORING
096519101020 | Solid vinyl tile, 1/8" thick, 12" x 12"
096519101040 | Marble patterns | Vinyl tile, solid, 1/8" thick, 12 x 12, marble | SF | 7.39
096519101060 | Solid colors | Vinyl tile, solid, 1/8" thick, 12 x 12, color | SF | 8.97
096519101080 | Travertine patterns | Vinyl tile, solid, 1/8" thick, 12 x 12, travertine | SF | 9.83
096519102000 | Conductive resilient flooring, vinyl tile
096519102040 | 1/8" thick, 12" x 12" | Conductive tile, vinyl, 1/8" thick, 12 x 12 | SF | 11.62
096600000000 | TERRAZZO FLOORING
096613100000 | TERRAZZO | TERRAZZO
096613101100 | Floors on concrete, 1-3/4" thick, 5/8" topping
096613101120 | Gray cement | Terrazzo, bonded to conc, 1-3/4", 5/8 top, grey | SF | 18.15
096613101140 | White cement | Terrazzo, bonded to conc, 1-3/4", 5/8 top, white | SF | 18.47
096613101200 | Sand cushion, 3" thick, 5/8" top, 1/4"
096613101220 | Gray cement | Terrazzo, not bonded, 3" thick, 5/8 topper, grey | SF | 21.28
096613101240 | White cement | Terrazzo, not bonded, 3" thick, 5/8 topper, white | SF | 21.61
096613101260 | Monolithic terrazzo, 3-1/2" base slab, 5/8" topping | Monolithic terrazzo, 3-1/2" base slab, 5/8" top | SF | 15.61
096613101280 | Terrazzo wainscot, cast-in-place, 1/2" thick | Monolithic terrazzo wainscot, cast, 1/2" thk | SF | 26.44
096613101300 | Base, cast-in-place, terrazzo cove type, 6" high | Terrazo, base, cast in place, cove type, 6" high | LF | 20.17
096613101320 | Curb, cast-in-place, 6" wide x 6" high, polished top | Terrazo, curb, cast in place, 6"x 6", polished top | LF | 46.57
096613101340 | For venetian type terrazzo, add to material, 10%
096613101360 | For abrasive heavy duty terrazzo, add to material, 15%
096613101400 | Divider strips
096613101500 | Zinc | Terrazo, divider strips, zinc | LF | 1.52
096613101510 | Brass | Terrazo, divider strips, brass | LF | 2.84
096613101560 | Stairs, cast-in-place, topping on concrete or metal
096613101620 | 1-1/2" thick treads, 12" wide | Terrazo, stairs, cast, apld to conc, 1-1/2" thk, 12" w | LF | 44.11
096613101640 | Combined tread and riser | Terrazo, stairs, cast, apld to conc, comb tread & rise | LF | 104
096613101680 | Precast terrazzo, thin set
096613101690 | Terrazzo tiles, non-slip surface
096613102120 | 9" x 9" x 1" thick | Precast terrazzo, non slip, 9"x 9"x 1" thick | SF | 27.98
096613102130 | 12" x 12"
096613102140 | 1" thick | Precast terrazzo, non slip, 12"x 12"x 1" thick | SF | 28.61
096613102160 | 1-1/2" thick | Precast terrazzo, non slip, 12"x 12"x 1-1/2" thick | SF | 30.13
096613102180 | 18" x 18" x 1-1/2" thick | Precast terrazzo, non slip, 18"x 18"x 1-1/2" thick | SF | 36.05
096613102200 | 24" x 24" x 1-1/2" thick | Precast terrazzo, non slip, 24"x 24"x 1-1/2" thick | SF | 41.31
096613102400 | For white cement, add to material, 10%
096613102800 | For venetian type terrazzo, add to material, 25%
096613103000 | Terrazzo wainscot
096613103020 | 12" x 12" x 1" thick | Precast terrazzo wainscot, 12"x 12"x 1" | SF | 28.47
096613103040 | 18" x 18" x 1-1/2" thick | Precast terrazzo wainscot, 18"x 18"x 1-1/2" | SF | 37.16
096613103060 | Base
096613103080 | 6" high
096613103220 | Straight | Precast terrazo, base, 6" high, straight | LF | 19.36
096613103240 | Coved | Precast terrazo, base, 6" high, coved | LF | 21.85
096613103260 | 8" high
096613103280 | Straight | Precast terrazo, base, 8" high, straight | LF | 21.51
096613103300 | Coved | Precast terrazo, base, 8" high, coved | LF | 24.1
096613103310 | Terrazzo curbs
096613103320 | 8" wide x 8" high | Precast terrazzo curbs, 8" wide x 8" high | LF | 65.58
096613103340 | 6" wide x 6" high | Precast terrazzo curbs, 6" wide x 6" high | LF | 57.16
096613103400 | Precast terrazzo stair treads, 12" wide
096613103410 | 1-1/2" thick
096613103420 | Diamond pattern | Prcst trzo stair treads, 12" w, 1-1/2" thk, diamond | LF | 56.17
096613103430 | Non-slip surface | Prcst trzo stair treads, 12" w, 1-1/2" thk, non-slip | LF | 58.4
096613103440 | 2" thick
096613103450 | Diamond pattern | Precast terrazzo stair treads, 12" w, 2" thk, strt | LF | 58.4
096613103460 | Non-slip surface | Precast terrazzo stair treads, 12" w, 2" thk, curved | LF | 62.02
096613103480 | Stair risers, 1" thick to 6" high
096613103520 | Straight sections | Precast terrazzo, stair risers, 1" thk to 6" hi, strt | LF | 21.88
096613103530 | Cove sections | Precast terrazzo, stair risers, 1" thk to 6" hi, cove | LF | 24.39
096613103600 | Combined tread and riser
096613103620 | Straight sections
096613103640 | 1-1/2" tread, 3/4" riser | Prcst trzo, comb tread/riser, strt, 1-1/2"/3/4" | LF | 83.03
096613103660 | 3" tread, 1" riser | Prcst trzo, comb tread/riser, strt, 3" tread, 1" riser | LF | 95
096613103680 | Curved sections
096613103700 | 2" tread, 1" riser | Prcst trzo, comb tread/riser, curved, 2" tread, 1" ris | LF | 104
096613103720 | 3" tread, 1" riser | Prcst trzo, comb tread/riser, curved, 3" tread, 1" ris | LF | 106
096613103800 | Stair stringers, notched for treads and risers
096613103820 | 1" thick | Prcst trzo, stair strgrs, notched, treads/riser, 1" th | LF | 55.95
096613103840 | 2" thick | Prcst trzo, stair strgrs, notched, treads/riser, 2" th | LF | 63.74
096613103860 | Landings, structural, nonslip
096613103870 | 1-1/2" thick | Precast terrazo, landings, struct, nonslip, 1-1/2" thk | SF | 47.51
096613103880 | 3" thick | Precast terrazo, landings, struct, nonslip, 3" thick | SF | 63.96
096613104000 | Conductive terrazzo, spark proof industrial floor
096613104020 | Epoxy terrazzo
096613104040 | Floor | Conductive terrazzo, industrial, epoxy, floor | SF | 12.12
096613104060 | Base | Conductive terrazzo, industrial, epoxy, base | SF | 14.55
096613104070 | Polyacrylate
096613104080 | Floor | Conductive terrazzo, industrial, polyacrylate, floor | SF | 14.21
096613104100 | Base | Conductive terrazzo, industrial, polyacrylate, base | SF | 17.13
096613104110 | Polyester
096613104120 | Floor | Conductive terrazzo, industrial, polyester, floor | SF | 7.45
096613104140 | Base | Conductive terrazzo, industrial, polyester, base | SF | 8.5
096613104150 | Synthetic latex mastic
096613104170 | Floor | Conduct terrazzo, industl, synth latex mastic, floor | SF | 12.39
096613104180 | Base | Conduct terrazzo, industl, synth latex mastic, base | SF | 13.97
096700000000 | FLUID APPLIED FLOORING
096700100000 | SPECIAL FLOORING | SPECIAL FLOORING
096700101020 | Epoxy flooring, marble chips
096700101040 | Epoxy with colored quartz chips in 1/4" base | Epoxy flooring, colored quartz chips in 1/4" base | SF | 9.41
096700101060 | Heavy duty epoxy topping, 3/16" thick | Heavy duty epoxy topping, 3/16" thick | SF | 8.48
096700101080 | Epoxy terrazzo
096700101090 | 1/4" thick chemical resistant | Epoxy terrazzo, 1/4", chemical resistant | SF | 12.27
096800000000 | CARPET
096800100000 | CARPET PADDING | CARPET PADDING
096800101000 | Carpet padding
096800101005 | Foam rubber, waffle type, 0.3" thick | Foam rubber, waffle type, 0.3" thick | SY | 11.07
096800101010 | Jute padding
096800101020 | Minimum | Carpet pad, jute, minimum | SY | 9.65
096800101022 | Average | Carpet pad, jute, average | SY | 11.8
096800101024 | Maximum | Carpet pad, jute, maximum | SY | 16.16
096800101030 | Sponge rubber cushion
096800101040 | Minimum | Carpet pad, sponge rubber, minimum | SY | 9.34
096800101042 | Average | Carpet pad, sponge rubber, average | SY | 11.57
096800101044 | Maximum | Carpet pad, sponge rubber, maximum | SY | 15.15
096800101050 | Urethane cushion, 3/8" thick
096800101060 | Minimum | Carpet pad, urethane, 3/8", minimum | SY | 9.34
096800101062 | Average | Carpet pad, urethane, 3/8", average | SY | 10.64
096800101064 | Maximum | Carpet pad, urethane, 3/8", maximum | SY | 13.08
096800200000 | CARPET | CARPET
096800200990 | Carpet, acrylic
096800201000 | 24 oz., light traffic | Carpet, acrylic, 28 oz, medium | SY | 28.27
096800201020 | 28 oz., medium traffic | Carpet, acrylic, 28 oz, heavy | SY | 32.09
096800202000 | Residential
096800202010 | Nylon
096800202020 | 15 oz., light traffic | Carpet, nylon, residential, 15 oz, light traffic | SY | 35.86
096800202040 | 28 oz., medium traffic | Carpet, nylon, residential, 15 oz, heavy traffic | SY | 43.81
096800202100 | Commercial
096800202110 | Nylon
096800202120 | 28 oz., medium traffic | Commercial carpet, nylon, 28 oz, medium | SY | 42.37
096800202140 | 35 oz., heavy traffic | Commercial carpet, nylon, 32 oz, heavy | SY | 49.6
096800202145 | Wool
096800202150 | 30 oz., medium traffic | Commercial carpet, wool, 30 oz, medium | SY | 91.56
096800202160 | 36 oz., medium traffic | Commercial carpet, wool, 36 oz, medium | SY | 95.9
096800202180 | 42 oz., heavy traffic | Commercial carpet, wool, 42 oz, heavy | SY | 124
096800203000 | Carpet tile
096800203020 | Foam backed
096800203022 | Minimum | Carpet tile, foam back, needle punch, minimum | SF | 6.07
096800203024 | Average | Carpet tile, foam back, needle punch, average | SF | 6.95
096800203026 | Maximum | Carpet tile, foam back, needle punch, maximum | SF | 10.18
096800203040 | Tufted loop or shag
096800203042 | Minimum | Carpet tile, foam back, tufted, minimum | SF | 6.44
096800203044 | Average | Carpet tile, foam back, tufted, average | SF | 7.61
096800203046 | Maximum | Carpet tile, foam back, tufted, maximum | SF | 11.36
096800208980 | Clean and vacuum carpet
096800209000 | Minimum | Clean and vacuum carpet, minimum | SY | 0.71
096800209020 | Average | Clean and vacuum carpet, average | SY | 1.16
096800209040 | Maximum | Clean and vacuum carpet, maximum | SY | 1.66
096900000000 | ACCESS FLOORING
096900100000 | ACCESS & PEDESTAL FLOOR | ACCESS & PEDESTAL FLOOR
096900100980 | Panels, no covering, 2'x2'
096900101000 | Plain | Access panels, no covering, 2'x 2' plain | SF | 14.49
096900101040 | Perforated | Access panels, no covering, 2'x 2' perforated | SF | 59.54
096900101100 | Pedestals
096900101120 | For 6" to 12" clearance | Pedestals, for 6" to 12" clearance | EA | 19.03
096900101200 | Stringers
096900101220 | 2' | Stringers, 2' | LF | 7.37
096900101240 | 6' | Stringers, 6' | LF | 6.2
096900101300 | Accessories
096900101320 | Ramp assembly | Accessories, ramp assembly | SF | 75.53
096900101330 | Elevated floor assembly | Accessories, elevated floor assembly | SF | 118
096900101340 | Handrail | Accessories, handrail | LF | 130
096900101360 | Fascia plate | Accessories, fascia plate | LF | 63.98
096900101400 | For carpet tiles, add | Floor, for carpet tiles, add | SF | 12.04
096900101420 | For vinyl flooring, add | Floor, for vinyl flooring, add | SF | 13.76
096900101500 | RF shielding components, floor liner
096900101520 | Hot rolled steel sheet
096900101540 | 14 ga. | Floor, RF shielding components, hot rolled st, 14 ga | SF | 19.98
096900101560 | 11 ga. | Floor, RF shielding components, hot rolled st, 11 ga | SF | 31.17
097200000000 | WALL COVERING
097200100000 | WALL COVERING | WALL COVERING
097200100900 | Vinyl wall covering
097200101000 | Medium duty | Vinyl wall covering, medium duty | SF | 2.16
097200101010 | Heavy duty | Vinyl wall covering, heavy duty | SF | 3.58
097200101020 | Over pipes and irregular shapes
097200101030 | Lightweight, 13 oz. | Over pipes & irregular shapes, lightweight, 13 oz | SF | 3.41
097200101040 | Medium weight, 25 oz. | Over pipes & irregular shapes, medium weight, 25 oz | SF | 3.96
097200101060 | Heavyweight, 34 oz. | Over pipes & irregular shapes, heavy weight, 34 oz | SF | 4.69
097200101080 | Cork wall covering
097200101100 | 1' x 1' squares
097200101140 | 1/4" thick | Cork wall covering, 1'x 3', 1/4" thick | SF | 7.8
097200101160 | 1/2" thick | Cork wall covering, 1'x 3', 1/2" thick | SF | 9.45
097200101180 | 3/4" thick | Cork wall covering, 1'x 3', 3/4" thick | SF | 10.43
097200101190 | Wall fabrics
097200101200 | Natural fabrics, grass cloths
097200101220 | Minimum | Wall fabric, grass cloth, minimum | SF | 2.82
097200101240 | Average | Wall fabric, grass cloth, average | SF | 3.12
097200101260 | Maximum | Wall fabric, glass cloth, maximum | SF | 7.97
097200101280 | Flexible gypsum coated wall fabric, fire resistant | Flexible gypsum coated wall fabric, fire resistant | SF | 2.67
097200102000 | Vinyl corner guards
097200102020 | 3/4" x 3/4" x 8' | Vinyl corner guards, 3/4"x 3/4"x 8' | EA | 17.89
097200102040 | 2-3/4" x 2-3/4" x 4' | Vinyl corner guards, 2-3/4"x 2-3/4"x 4' | EA | 14.05
099100000000 | PAINT
099100100000 | PAINTING PREPARATION | PAINTING PREPARATION
099100101000 | Dropcloths
099100101050 | Minimum | Painting prep, dropcloths, minimum | SF | 0.22
099100101100 | Average | Painting prep, dropcloths, average | SF | 0.26
099100101150 | Maximum | Painting prep, dropcloths, maximum | SF | 0.48
099100101200 | Masking
099100101250 | Paper and tape
099100101300 | Minimum | Painting prep, masking, paper and tape, minimum | LF | 0.73
099100101350 | Average | Painting prep, masking, paper and tape, average | LF | 0.92
099100101400 | Maximum | Painting prep, masking, paper and tape, maximum | LF | 1.22
099100101450 | Doors
099100101500 | Minimum | Painting prep, masking, paper and tape, doors, min | EA | 8.59
099100101550 | Average | Painting prep, masking, paper and tape, doors, avg | EA | 11.45
099100101600 | Maximum | Painting prep, masking, paper and tape, doors, max | EA | 15.25
099100101650 | Windows
099100101700 | Minimum | Painting prep, masking, paper and tape, windows, min | EA | 8.59
099100101750 | Average | Painting prep, masking, paper and tape, windows, avg | EA | 11.45
099100101800 | Maximum | Painting prep, masking, paper and tape, windows, max | EA | 15.25
099100102000 | Sanding
099100102050 | Walls and flat surfaces
099100102100 | Minimum | Painting prep, sanding, walls & flat surfaces, min | SF | 0.46
099100102150 | Average | Painting prep, sanding, walls & flat surfaces, avg | SF | 0.57
099100102200 | Maximum | Painting prep, sanding, walls & flat surfaces, max | SF | 0.68
099100102250 | Doors and windows
099100102300 | Minimum | Painting prep, sanding, doors & windows, min | EA | 11.38
099100102350 | Average | Painting prep, sanding, doors & windows, avg | EA | 17.06
099100102400 | Maximum | Painting prep, sanding, doors & windows, max | EA | 22.75
099100102450 | Trim
099100102500 | Minimum | Painting prep, sanding, trim, min | LF | 0.85
099100102550 | Average | Painting prep, sanding, trim, avg | LF | 1.14
099100102600 | Maximum | Painting prep, sanding, trim, max | LF | 1.52
099100102650 | Puttying
099100102700 | Minimum | Painting prep, puttying, min | SF | 1.07
099100102750 | Average | Painting prep, puttying, avg | SF | 1.41
099100102800 | Maximum | Painting prep, puttying, max | SF | 1.77
099100900000 | PAINT | PAINT
099100900830 | Paint, enamel
099100900850 | 600 sf per gal. | Paint, enamel, 600 Sf/gallon | GAL | 57.57
099100900900 | 550 sf per gal. | Paint, enamel, 550 Sf/gallon | GAL | 53.72
099100901000 | 500 sf per gal. | Paint, enamel, 500 Sf/gallon | GAL | 38.38
099100901020 | 450 sf per gal. | Paint, enamel, 450 Sf/gallon | GAL | 35.82
099100901060 | 350 sf per gal. | Paint, enamel, 350 Sf/gallon | GAL | 34.54
099100901100 | Filler, 60 sf per gal. | Paint, filler, 60 Sf/gallon | GAL | 40.93
099100901160 | Latex, 400 sf per gal. | Paint, latex, 400 Sf/gallon | GAL | 38.38
099100901170 | Aluminum
099100901180 | 400 sf per gal. | Paint, aluminum, 400 Sf/gallon | GAL | 51.17
099100901190 | 500 sf per gal. | Paint, aluminum, 500 Sf/gallon | GAL | 81.88
099100901200 | Red lead, 350 sf per gal. | Paint, red lead, 350 Sf/gallon | GAL | 71.64
099100901220 | Primer
099100901240 | 400 sf per gal. | Primer, 400 Sf/gallon | GAL | 34.37
099100901250 | 300 sf per gal. | Primer, 300 Sf/gallon | GAL | 34.54
099100901280 | Latex base, interior, white | Primer, latex base, interior, white | GAL | 38.2
099100901480 | Sealer and varnish
099100901500 | 400 sf per gal. | Sealer and varnish, 400 Sf/gallon | GAL | 35.82
099100901520 | 425 sf per gal. | Sealer and varnish, 425 Sf/gallon | GAL | 51.05
099100901540 | 600 sf per gal. | Sealer and varnish, 600 Sf/gallon | GAL | 66.52
099113000000 | EXT. PAINTING, SITEWORK | EXT PAINTING, SITEWORK
099113001020 | Benches
099113001040 | Brush
099113001060 | First Coat
099113001080 | Minimum | Ext painting, benches, brush, first coat, min | SF | 0.89
099113001100 | Average | Ext painting, benches, brush, first coat, avg | SF | 1.08
099113001120 | Maximum | Ext painting, benches, brush, first coat, max | SF | 1.38
099113001140 | Second Coat
099113001160 | Minimum | Ext painting, benches, brush, second coat, min | SF | 0.63
099113001180 | Average | Ext painting, benches, brush, second coat, avg | SF | 0.7
099113001200 | Maximum | Ext painting, benches, brush, second coat, max | SF | 0.79
099113001220 | Roller
099113001240 | First Coat
099113001260 | Minimum | Ext painting, benches, roller, first coat, min | SF | 0.55
099113001280 | Average | Ext painting, benches, roller, first coat, avg | SF | 0.6
099113001300 | Maximum | Ext painting, benches, roller, first coat, max | SF | 0.67
099113001320 | Second Coat
099113001340 | Minimum | Ext painting, benches, roller, second coat, min | SF | 0.44
099113001360 | Average | Ext painting, benches, roller, second coat, avg | SF | 0.49
099113001380 | Maximum | Ext painting, benches, roller, second coat, max | SF | 0.53
099113002000 | Brickwork
099113002020 | Brush
099113002040 | First Coat
099113002060 | Minimum | Ext painting, brickwork, brush, first coat, min | SF | 0.64
099113002080 | Average | Ext painting, brickwork, brush, first coat, avg | SF | 0.79
099113002100 | Maximum | Ext painting, brickwork, brush, first coat, max | SF | 1.09
099113002120 | Second Coat
099113002140 | Minimum | Ext painting, brickwork, brush, second coat, min | SF | 0.59
099113002160 | Average | Ext painting, brickwork, brush, second coat, avg | SF | 0.68
099113002180 | Maximum | Ext painting, brickwork, brush, second coat, max | SF | 0.81
099113002380 | Spray
099113002400 | First Coat
099113002420 | Minimum | Ext painting, brickwork, spray, first coat, min | SF | 0.36
099113002440 | Average | Ext painting, brickwork, spray, first coat, avg | SF | 0.42
099113002460 | Maximum | Ext painting, brickwork, spray, first coat, max | SF | 0.51
099113002480 | Second Coat
099113002500 | Minimum | Ext painting, brickwork, spray, second coat, min | SF | 0.35
099113002520 | Average | Ext painting, brickwork, spray, second coat, avg | SF | 0.4
099113002540 | Maximum | Ext painting, brickwork, spray, second coat, max | SF | 0.48
099113003000 | Concrete Block
099113003020 | Roller
099113003040 | First Coat
099113003060 | Minimum | Ext painting, concrete block, roller, first coat, min | SF | 0.55
099113003080 | Average | Ext painting, concrete block, roller, first coat, avg | SF | 0.68
099113003100 | Maximum | Ext painting, concrete block, roller, first coat, max | SF | 0.92
099113003120 | Second Coat
099113003140 | Minimum | Ext painting, concrete block, roller, second coat, min | SF | 0.49
099113003160 | Average | Ext painting, concrete block, roller, second coat, avg | SF | 0.6
099113003180 | Maximum | Ext painting, concrete block, roller, second coat, max | SF | 0.81
099113003200 | Spray
099113003220 | First Coat
099113003240 | Minimum | Ext painting, concrete block, spray, first coat, min | SF | 0.36
099113003260 | Average | Ext painting, concrete block, spray, first coat, avg | SF | 0.41
099113003280 | Maximum | Ext painting, concrete block, spray, first coat, max | SF | 0.46
099113003300 | Second Coat
099113003320 | Minimum | Ext painting, concrete block, spray, second coat, min | SF | 0.29
099113003340 | Average | Ext painting, concrete block, spray, second coat, avg | SF | 0.34
099113003360 | Maximum | Ext painting, concrete block, spray, second coat, max | SF | 0.41
099113003500 | Fences, Chain Link
099113003520 | Brush
099113003540 | First Coat
099113003560 | Minimum | Ext painting, fences, chain link, brush, first coat, min | SF | 0.82
099113003580 | Average | Ext painting, fences, chain link, brush, first coat, avg | SF | 0.91
099113003600 | Maximum | Ext painting, fences, chain link, brush, first coat, max | SF | 1.02
099113003620 | Second Coat
099113003640 | Minimum | Ext painting, fences, chain link, brush, second coat, min | SF | 0.6
099113003660 | Average | Ext painting, fences, chain link, brush, second coat, avg | SF | 0.68
099113003680 | Maximum | Ext painting, fences, chain link, brush, second coat, max | SF | 0.79
099113003700 | Roller
099113003720 | First Coat
099113003740 | Minimum | Ext painting, fences, chain link, roller, first coat, min | SF | 0.63
099113003760 | Average | Ext painting, fences, chain link, roller, first coat, avg | SF | 0.72
099113003780 | Maximum | Ext painting, fences, chain link, roller, first coat, max | SF | 0.82
099113003800 | Second Coat
099113003820 | Minimum | Ext painting, fences, chain link, roller, second coat, min | SF | 0.42
099113003840 | Average | Ext painting, fences, chain link, roller, second coat, avg | SF | 0.49
099113003860 | Maximum | Ext painting, fences, chain link, roller, second coat, max | SF | 0.6
099113003880 | Spray
099113003900 | First Coat
099113003920 | Minimum | Ext painting, fences, chain link, spray, first coat, min | SF | 0.32
099113003940 | Average | Ext painting, fences, chain link, spray, first coat, avg | SF | 0.37
099113003960 | Maximum | Ext painting, fences, chain link, spray, first coat, max | SF | 0.42
099113003980 | Second Coat
099113004000 | Minimum | Ext painting, fences, chain link, spray, second coat, min | SF | 0.27
099113004060 | Average | Ext painting, fences, chain link, spray, second coat, avg | SF | 0.32
099113004080 | Maximum | Ext painting, fences, chain link, spray, second coat, max | SF | 0.35
099113004200 | Fences, Wood or Masonry
099113004220 | Brush
099113004240 | First Coat
099113004260 | Minimum | Ext painting, fences, wood/masonry, brush, first coat, min | SF | 0.93
099113004280 | Average | Ext painting, fences, wood/masonry, brush, first coat, avg | SF | 1.07
099113004300 | Maximum | Ext painting, fences, wood/masonry, brush, first coat, max | SF | 1.38
099113004320 | Second Coat
099113004340 | Minimum | Ext painting, fences, wood/masonry, brush, second coat, min | SF | 0.64
099113004360 | Average | Ext painting, fences, wood/masonry, brush, second coat, avg | SF | 0.75
099113004380 | Maximum | Ext painting, fences, wood/masonry, brush, second coat, max | SF | 0.92
099113004400 | Roller
099113004420 | First Coat
099113004440 | Minimum | Ext painting, fences, wood/masonry, roller, first coat, min | SF | 0.59
099113004460 | Average | Ext painting, fences, wood/masonry, roller, first coat, avg | SF | 0.68
099113004480 | Maximum | Ext painting, fences, wood/masonry, roller, first coat, max | SF | 0.77
099113004500 | Second Coat
099113004520 | Minimum | Ext painting, fences, wood/masonry, roller, second coat, min | SF | 0.47
099113004540 | Average | Ext painting, fences, wood/masonry, roller, second coat, avg | SF | 0.55
099113004560 | Maximum | Ext painting, fences, wood/masonry, roller, second coat, max | SF | 0.67
099113004580 | Spray
099113004600 | First Coat
099113004620 | Minimum | Ext painting, fences, wood/masonry, spray, first coat, min | SF | 0.41
099113004640 | Average | Ext painting, fences, wood/masonry, spray, first coat, avg | SF | 0.49
099113004660 | Maximum | Ext painting, fences, wood/masonry, spray, first coat, max | SF | 0.63
099113004680 | Second Coat
099113004700 | Minimum | Ext painting, fences, wood/masonry, spray, second coat, min | SF | 0.34
099113004760 | Average | Ext painting, fences, wood/masonry, spray, second coat, avg | SF | 0.39
099113004780 | Maximum | Ext painting, fences, wood/masonry, spray, second coat, max | SF | 0.48
099113004800 | Storage Tanks
099113004820 | Roller
099113004840 | First Coat
099113004860 | Minimum | Ext painting, storage tanks, roller, first coat, min | SF | 0.45
099113004880 | Average | Ext painting, storage tanks, roller, first coat, avg | SF | 0.52
099113004900 | Maximum | Ext painting, storage tanks, roller, first coat, max | SF | 0.63
099113004920 | Second Coat
099113004940 | Minimum | Ext painting, storage tanks, roller, second coat, min | SF | 0.4
099113004960 | Average | Ext painting, storage tanks, roller, second coat, avg | SF | 0.45
099113004980 | Maximum | Ext painting, storage tanks, roller, second coat, max | SF | 0.54
099113005000 | Spray
099113005020 | First Coat
099113005040 | Minimum | Ext painting, storage tanks, spray, first coat, min | SF | 0.31
099113005060 | Average | Ext painting, storage tanks, spray, first coat, avg | SF | 0.35
099113005080 | Maximum | Ext painting, storage tanks, spray, first coat, max | SF | 0.41
099113005100 | Second Coat
099113005160 | Minimum | Ext painting, storage tanks, spray, second coat, min | SF | 0.28
099113005180 | Average | Ext painting, storage tanks, spray, second coat, avg | SF | 0.3
099113005200 | Maximum | Ext painting, storage tanks, spray, second coat, max | SF | 0.34
099113100000 | EXT. PAINTING, BUILDINGS | EXT PAINTING, BUILDINGS
099113101000 | Decks, Metal
099113101020 | Spray
099113101040 | First Coat
099113101060 | Minimum | Ext painting, decks, metal, spray, first coat, min | SF | 0.45
099113101080 | Average | Ext painting, decks, metal, spray, first coat, avg | SF | 0.49
099113101100 | Maximum | Ext painting, decks, metal, spray, first coat, max | SF | 0.55
099113101120 | Second Coat
099113101140 | Minimum | Ext painting, decks, metal, spray, second coat, min | SF | 0.34
099113101160 | Average | Ext painting, decks, metal, spray, second coat, avg | SF | 0.38
099113101180 | Maximum | Ext painting, decks, metal, spray, second coat, max | SF | 0.43
099113101200 | Decks, Wood, Stained
099113101220 | Brush
099113101240 | First Coat
099113101260 | Minimum | Ext painting, decks, wood, stained, brush, first coat, min | SF | 0.51
099113101280 | Average | Ext painting, decks, wood, stained, brush, first coat, avg | SF | 0.56
099113101300 | Maximum | Ext painting, decks, wood, stained, brush, first coat, max | SF | 0.63
099113101320 | Second Coat
099113101340 | Minimum | Ext painting, decks, wood, stained, brush, second coat, min | SF | 0.41
099113101360 | Average | Ext painting, decks, wood, stained, brush, second coat, avg | SF | 0.44
099113101380 | Maximum | Ext painting, decks, wood, stained, brush, second coat, max | SF | 0.48
099113101400 | Roller
099113101420 | First Coat
099113101440 | Minimum | Ext painting, decks, wood, stained, roller, first coat, min | SF | 0.41
099113101460 | Average | Ext painting, decks, wood, stained, roller, first coat, avg | SF | 0.44
099113101480 | Maximum | Ext painting, decks, wood, stained, roller, first coat, max | SF | 0.48
099113101500 | Second Coat
099113101520 | Minimum | Ext painting, decks, wood, stained, roller, second coat, min | SF | 0.38
099113101540 | Average | Ext painting, decks, wood, stained, roller, second coat, avg | SF | 0.41
099113101560 | Maximum | Ext painting, decks, wood, stained, roller, second coat, max | SF | 0.46
099113101580 | Spray
099113101600 | First Coat
099113101620 | Minimum | Ext painting, decks, wood, stained, spray, first coat, min | SF | 0.35
099113101640 | Average | Ext painting, decks, wood, stained, spray, first coat, avg | SF | 0.38
099113101660 | Maximum | Ext painting, decks, wood, stained, spray, first coat, max | SF | 0.43
099113101680 | Second Coat
099113101700 | Minimum | Ext painting, decks, wood, stained, spray, second coat, min | SF | 0.33
099113101720 | Average | Ext painting, decks, wood, stained, spray, second coat, avg | SF | 0.36
099113101740 | Maximum | Ext painting, decks, wood, stained, spray, second coat, max | SF | 0.4
099113101760 | Doors, Metal
099113101780 | Roller
099113101800 | First Coat
099113101820 | Minimum | Ext painting, doors, metal, roller, first coat, min | SF | 0.66
099113101840 | Average | Ext painting, doors, metal, roller, first coat, avg | SF | 0.75
099113101860 | Maximum | Ext painting, doors, metal, roller, first coat, max | SF | 0.88
099113101880 | Second Coat
099113101900 | Minimum | Ext painting, doors, metal, roller, second coat, min | SF | 0.51
099113101920 | Average | Ext painting, doors, metal, roller, second coat, avg | SF | 0.56
099113101940 | Maximum | Ext painting, doors, metal, roller, second coat, max | SF | 0.63
099113101960 | Spray
099113101980 | First Coat
099113102000 | Minimum | Ext painting, doors, metal, spray, first coat, min | SF | 0.57
099113102020 | Average | Ext painting, doors, metal, spray, first coat, avg | SF | 0.64
099113102040 | Maximum | Ext painting, doors, metal, spray, first coat, max | SF | 0.74
099113102060 | Second Coat
099113102080 | Minimum | Ext painting, doors, metal, spray, second coat, min | SF | 0.45
099113102100 | Average | Ext painting, doors, metal, spray, second coat, avg | SF | 0.49
099113102120 | Maximum | Ext painting, doors, metal, spray, second coat, max | SF | 0.55
099113102140 | Door Frames, Metal
099113102160 | Brush
099113102180 | First Coat
099113102200 | Minimum | Ext painting, door frames, metal, brush, first coat, min | LF | 1.06
099113102220 | Average | Ext painting, door frames, metal, brush, first coat, avg | LF | 1.29
099113102240 | Maximum | Ext painting, door frames, metal, brush, first coat, max | LF | 1.48
099113102260 | Second Coat
099113102280 | Minimum | Ext painting, door frames, metal, brush, second coat, min | LF | 0.7
099113102300 | Average | Ext painting, door frames, metal, brush, second coat, avg | LF | 0.79
099113102320 | Maximum | Ext painting, door frames, metal, brush, second coat, max | LF | 0.92
099113102340 | Spray
099113102360 | First Coat
099113102380 | Minimum | Ext painting, door frames, metal, spray, first coat, min | LF | 0.52
099113102400 | Average | Ext painting, door frames, metal, spray, first coat, avg | LF | 0.64
099113102420 | Maximum | Ext painting, door frames, metal, spray, first coat, max | LF | 0.85
099113102440 | Second Coat
099113102460 | Minimum | Ext painting, door frames, metal, spray, second coat, min | LF | 0.45
099113102480 | Average | Ext painting, door frames, metal, spray, second coat, avg | LF | 0.49
099113102500 | Maximum | Ext painting, door frames, metal, spray, second coat, max | LF | 0.55
099113102520 | Doors, Wood
099113102540 | Brush
099113102560 | First Coat
099113102580 | Minimum | Ext painting, doors, wood, brush, first coat, min | SF | 1.22
099113102600 | Average | Ext painting, doors, wood, brush, first coat, avg | SF | 1.55
099113102620 | Maximum | Ext painting, doors, wood, brush, first coat, max | SF | 1.91
099113102640 | Second Coat
099113102660 | Minimum | Ext painting, doors, wood, brush, second coat, min | SF | 1.02
099113102680 | Average | Ext painting, doors, wood, brush, second coat, avg | SF | 1.16
099113102700 | Maximum | Ext painting, doors, wood, brush, second coat, max | SF | 1.34
099113102720 | Roller
099113102740 | First Coat
099113102760 | Minimum | Ext painting, doors, wood, roller, first coat, min | SF | 0.63
099113102780 | Average | Ext painting, doors, wood, roller, first coat, avg | SF | 0.75
099113102800 | Maximum | Ext painting, doors, wood, roller, first coat, max | SF | 1.05
099113102820 | Second Coat
099113102840 | Minimum | Ext painting, doors, wood, roller, second coat, min | SF | 0.51
099113102860 | Average | Ext painting, doors, wood, roller, second coat, avg | SF | 0.56
099113102880 | Maximum | Ext painting, doors, wood, roller, second coat, max | SF | 0.77
099113102900 | Spray
099113102920 | First Coat
099113102940 | Minimum | Ext painting, doors, wood, spray, first coat, min | SF | 0.35
099113102960 | Average | Ext painting, doors, wood, spray, first coat, avg | SF | 0.41
099113102980 | Maximum | Ext painting, doors, wood, spray, first coat, max | SF | 0.51
099113103000 | Second Coat
099113103020 | Minimum | Ext painting, doors, wood, spray, second coat, min | SF | 0.31
099113103040 | Average | Ext painting, doors, wood, spray, second coat, avg | SF | 0.35
099113103060 | Maximum | Ext painting, doors, wood, spray, second coat, max | SF | 0.4
099113103080 | Gutters and Downspouts
099113103100 | Brush
099113103120 | First Coat
099113103140 | Minimum | Ext painting, gutters & downspouts, brush, first coat, min | LF | 1.06
099113103160 | Average | Ext painting, gutters & downspouts, brush, first coat, avg | LF | 1.2
099113103180 | Maximum | Ext painting, gutters & downspouts, brush, first coat, max | LF | 1.38
099113103200 | Second Coat
099113103220 | Minimum | Ext painting, gutters & downspouts, brush, second coat, min | LF | 0.78
099113103240 | Average | Ext painting, gutters & downspouts, brush, second coat, avg | LF | 0.9
099113103260 | Maximum | Ext painting, gutters & downspouts, brush, second coat, max | LF | 1.09
099113103300 | Siding, Metal
099113103320 | Roller
099113103340 | First Coat
099113103360 | Minimum | Ext painting, siding, metal, roller, first coat, min | SF | 0.45
099113103380 | Average | Ext painting, siding, metal, roller, first coat, avg | SF | 0.49
099113103400 | Maximum | Ext painting, siding, metal, roller, first coat, max | SF | 0.54
099113103420 | Second Coat
099113103440 | Minimum | Ext painting, siding, metal, roller, second coat, min | SF | 0.43
099113103460 | Average | Ext painting, siding, metal, roller, second coat, avg | SF | 0.46
099113103480 | Maximum | Ext painting, siding, metal, roller, second coat, max | SF | 0.51
099113103500 | Spray
099113103520 | First Coat
099113103540 | Minimum | Ext painting, siding, metal, spray, first coat, min | SF | 0.35
099113103560 | Average | Ext painting, siding, metal, spray, first coat, avg | SF | 0.39
099113103580 | Maximum | Ext painting, siding, metal, spray, first coat, max | SF | 0.45
099113103600 | Second Coat
099113103620 | Minimum | Ext painting, siding, metal, spray, second coat, min | SF | 0.28
099113103640 | Average | Ext painting, siding, metal, spray, second coat, avg | SF | 0.32
099113103660 | Maximum | Ext painting, siding, metal, spray, second coat, max | SF | 0.4
099113103680 | Siding, Wood
099113103700 | Roller
099113103720 | First Coat
099113103740 | Minimum | Ext painting, siding, wood, roller, first coat, min | SF | 0.38
099113103760 | Average | Ext painting, siding, wood, roller, first coat, avg | SF | 0.43
099113103780 | Maximum | Ext painting, siding, wood, roller, first coat, max | SF | 0.48
099113103800 | Second Coat
099113103820 | Minimum | Ext painting, siding, wood, roller, second coat, min | SF | 0.42
099113103840 | Average | Ext painting, siding, wood, roller, second coat, avg | SF | 0.46
099113103860 | Maximum | Ext painting, siding, wood, roller, second coat, max | SF | 0.51
099113103880 | Spray
099113103900 | First Coat
099113103920 | Minimum | Ext painting, siding, wood, spray, first coat, min | SF | 0.37
099113103940 | Average | Ext painting, siding, wood, spray, first coat, avg | SF | 0.39
099113103960 | Maximum | Ext painting, siding, wood, spray, first coat, max | SF | 0.43
099113103980 | Second Coat
099113104000 | Minimum | Ext painting, siding, wood, spray, second coat, min | SF | 0.31
099113104020 | Average | Ext painting, siding, wood, spray, second coat, avg | SF | 0.38
099113104040 | Maximum | Ext painting, siding, wood, spray, second coat, max | SF | 0.51
099113104060 | Stucco
099113104080 | Roller
099113104100 | First Coat
099113104120 | Minimum | Ext painting, siding, stucco, roller, first coat, min | SF | 0.52
099113104140 | Average | Ext painting, siding, stucco, roller, first coat, avg | SF | 0.58
099113104160 | Maximum | Ext painting, siding, stucco, roller, first coat, max | SF | 0.67
099113104180 | Second Coat
099113104200 | Minimum | Ext painting, siding, stucco, roller, second coat, min | SF | 0.46
099113104220 | Average | Ext painting, siding, stucco, roller, second coat, avg | SF | 0.51
099113104240 | Maximum | Ext painting, siding, stucco, roller, second coat, max | SF | 0.58
099113104260 | Spray
099113104280 | First Coat
099113104300 | Minimum | Ext painting, siding, stucco, spray, first coat, min | SF | 0.38
099113104320 | Average | Ext painting, siding, stucco, spray, first coat, avg | SF | 0.42
099113104340 | Maximum | Ext painting, siding, stucco, spray, first coat, max | SF | 0.48
099113104360 | Second Coat
099113104380 | Minimum | Ext painting, siding, stucco, spray, second coat, min | SF | 0.34
099113104400 | Average | Ext painting, siding, stucco, spray, second coat, avg | SF | 0.38
099113104420 | Maximum | Ext painting, siding, stucco, spray, second coat, max | SF | 0.43
099113104440 | Trim
099113104460 | Brush
099113104480 | First Coat
099113104500 | Minimum | Ext painting, trim, brush, first coat, min | LF | 0.49
099113104520 | Average | Ext painting, trim, brush, first coat, avg | LF | 0.56
099113104540 | Maximum | Ext painting, trim, brush, first coat, max | LF | 0.67
099113104560 | Second Coat
099113104580 | Minimum | Ext painting, trim, brush, second coat, min | LF | 0.42
099113104600 | Average | Ext painting, trim, brush, second coat, avg | LF | 0.5
099113104620 | Maximum | Ext painting, trim, brush, second coat, max | LF | 0.67
099113104640 | Walls
099113104660 | Roller
099113104680 | First Coat
099113104700 | Minimum | Ext painting, walls, roller, first coat, min | SF | 0.41
099113104720 | Average | Ext painting, walls, roller, first coat, avg | SF | 0.43
099113104740 | Maximum | Ext painting, walls, roller, first coat, max | SF | 0.47
099113104760 | Second Coat
099113104780 | Minimum | Ext painting, walls, roller, second coat, min | SF | 0.38
099113104800 | Average | Ext painting, walls, roller, second coat, avg | SF | 0.41
099113104820 | Maximum | Ext painting, walls, roller, second coat, max | SF | 0.46
099113104840 | Spray
099113104860 | First Coat
099113104880 | Minimum | Ext painting, walls, spray, first coat, min | SF | 0.24
099113104900 | Average | Ext painting, walls, spray, first coat, avg | SF | 0.28
099113104920 | Maximum | Ext painting, walls, spray, first coat, max | SF | 0.32
099113104940 | Second Coat
099113104960 | Minimum | Ext painting, walls, spray, second coat, min | SF | 0.22
099113104980 | Average | Ext painting, walls, spray, second coat, avg | SF | 0.25
099113105000 | Maximum | Ext painting, walls, spray, second coat, max | SF | 0.3
099113105020 | Windows
099113105040 | Brush
099113105060 | First Coat
099113105080 | Minimum | Ext painting, windows, brush, first coat, min | SF | 1.28
099113105100 | Average | Ext painting, windows, brush, first coat, avg | SF | 1.52
099113105120 | Maximum | Ext painting, windows, brush, first coat, max | SF | 1.88
099113105140 | Second Coat
099113105160 | Minimum | Ext painting, windows, brush, second coat, min | SF | 1.12
099113105180 | Average | Ext painting, windows, brush, second coat, avg | SF | 1.29
099113105200 | Maximum | Ext painting, windows, brush, second coat, max | SF | 1.54
099113200000 | EXT. PAINTING, MISC. | EXT PAINTING, MISC.
099113201000 | Gratings, Metal
099113201020 | Roller
099113201040 | First Coat
099113201060 | Minimum | Ext painting, gratings, metal, roller, first coat, min | SF | 2.12
099113201080 | Average | Ext painting, gratings, metal, roller, first coat, avg | SF | 2.46
099113201100 | Maximum | Ext painting, gratings, metal, roller, first coat, max | SF | 2.93
099113201120 | Second Coat
099113201140 | Minimum | Ext painting, gratings, metal, roller, second coat, min | SF | 1.54
099113201160 | Average | Ext painting, gratings, metal, roller, second coat, avg | SF | 1.89
099113201180 | Maximum | Ext painting, gratings, metal, roller, second coat, max | SF | 2.48
099113201200 | Spray
099113201220 | First Coat
099113201240 | Minimum | Ext painting, gratings, metal, spray, first coat, min | SF | 1.12
099113201260 | Average | Ext painting, gratings, metal, spray, first coat, avg | SF | 1.29
099113201280 | Maximum | Ext painting, gratings, metal, spray, first coat, max | SF | 1.54
099113201300 | Second Coat
099113201320 | Minimum | Ext painting, gratings, metal, spray, second coat, min | SF | 0.9
099113201340 | Average | Ext painting, gratings, metal, spray, second coat, avg | SF | 1
099113201360 | Maximum | Ext painting, gratings, metal, spray, second coat, max | SF | 1.15
099113201500 | Ladders
099113201520 | Brush
099113201540 | First Coat
099113201560 | Minimum | Ext painting, ladders, brush, first coat, min | LF | 1.92
099113201580 | Average | Ext painting, ladders, brush, first coat, avg | LF | 2.17
099113201600 | Maximum | Ext painting, ladders, brush, first coat, max | LF | 2.52
099113201620 | Second Coat
099113201640 | Minimum | Ext painting, ladders, brush, second coat, min | LF | 1.58
099113201660 | Average | Ext painting, ladders, brush, second coat, avg | LF | 1.74
099113201680 | Maximum | Ext painting, ladders, brush, second coat, max | LF | 1.95
099113201700 | Spray
099113201720 | First Coat
099113201740 | Minimum | Ext painting, ladders, spray, first coat, min | LF | 1.28
099113201760 | Average | Ext painting, ladders, spray, first coat, avg | LF | 1.39
099113201780 | Maximum | Ext painting, ladders, spray, first coat, max | LF | 1.54
099113201800 | Second Coat
099113201820 | Minimum | Ext painting, ladders, spray, second coat, min | LF | 1.12
099113201840 | Average | Ext painting, ladders, spray, second coat, avg | LF | 1.2
099113201860 | Maximum | Ext painting, ladders, spray, second coat, max | LF | 1.31
099113203000 | Shakes
099113203020 | Spray
099113203040 | First Coat
099113203060 | Minimum | Ext painting, shakes, spray, first coat, min | SF | 0.43
099113203080 | Average | Ext painting, shakes, spray, first coat, avg | SF | 0.48
099113203100 | Maximum | Ext painting, shakes, spray, first coat, max | SF | 0.52
099113203120 | Second Coat
099113203140 | Minimum | Ext painting, shakes, spray, second coat, min | SF | 0.41
099113203160 | Average | Ext painting, shakes, spray, second coat, avg | SF | 0.45
099113203180 | Maximum | Ext painting, shakes, spray, second coat, max | SF | 0.49
099113203200 | Shingles, Wood
099113203220 | Roller
099113203240 | First Coat
099113203260 | Minimum | Ext painting, shingles, wood, roller, first coat, min | SF | 0.55
099113203280 | Average | Ext painting, shingles, wood, roller, first coat, Avg | SF | 0.61
099113203300 | Maximum | Ext painting, shingles, wood, roller, first coat, max | SF | 0.69
099113203320 | Second Coat
099113203340 | Minimum | Ext painting, shingles, wood, roller, second coat, min | SF | 0.43
099113203360 | Average | Ext painting, shingles, wood, roller, second coat, avg | SF | 0.46
099113203380 | Maximum | Ext painting, shingles, wood, roller, second coat, max | SF | 0.51
099113203400 | Spray
099113203420 | First Coat
099113203440 | Minimum | Ext painting, shingles, wood, spray, first coat, min | LF | 0.4
099113203460 | Average | Ext painting, shingles, wood, spray, first coat, avg | LF | 0.43
099113203480 | Maximum | Ext painting, shingles, wood, spray, first coat, max | LF | 0.48
099113203500 | Second Coat
099113203520 | Minimum | Ext painting, shingles, wood, spray, second coat, min | LF | 0.34
099113203540 | Average | Ext painting, shingles, wood, spray, second coat, avg | LF | 0.36
099113203560 | Maximum | Ext painting, shingles, wood, spray, second coat, max | LF | 0.4
099113204000 | Shutters and Louvers
099113204020 | Brush
099113204040 | First Coat
099113204060 | Minimum | Ext painting, shutters & louvers, brush, first coat, min | EA | 13.86
099113204080 | Average | Ext painting, shutters & louvers, brush, first coat, avg | EA | 17.28
099113204100 | Maximum | Ext painting, shutters & louvers, brush, first coat, max | EA | 22.99
099113204120 | Second Coat
099113204140 | Minimum | Ext painting, shutters & louvers, brush, second coat, min | EA | 8.74
099113204160 | Average | Ext painting, shutters & louvers, brush, second coat, avg | EA | 10.72
099113204180 | Maximum | Ext painting, shutters & louvers, brush, second coat, max | EA | 13.89
099113204200 | Spray
099113204220 | First Coat
099113204240 | Minimum | Ext painting, shutters & louvers, spray, first coat, min | EA | 4.7
099113204260 | Average | Ext painting, shutters & louvers, spray, first coat, avg | EA | 5.63
099113204280 | Maximum | Ext painting, shutters & louvers, spray, first coat, max | EA | 7.01
099113204300 | Second Coat
099113204320 | Minimum | Ext painting, shutters & louvers, spray, second coat, min | EA | 3.56
099113204340 | Average | Ext painting, shutters & louvers, spray, second coat, avg | EA | 4.72
099113204360 | Maximum | Ext painting, shutters & louvers, spray, second coat, max | EA | 5.64
099113205000 | Stairs, metal
099113205020 | Brush
099113205040 | First Coat
099113205060 | Minimum | Ext painting, stairs, metal, brush, first coat, min | SF | 0.97
099113205080 | Average | Ext painting, stairs, metal, brush, first coat, avg | SF | 1.07
099113205100 | Maximum | Ext painting, stairs, metal, brush, first coat, max | SF | 1.22
099113205120 | Second Coat
099113205140 | Minimum | Ext painting, stairs, metal, brush, second coat, min | SF | 0.64
099113205160 | Average | Ext painting, stairs, metal, brush, second coat, avg | SF | 0.71
099113205180 | Maximum | Ext painting, stairs, metal, brush, second coat, max | SF | 0.81
099113205200 | Spray
099113205220 | First Coat
099113205240 | Minimum | Ext painting, stairs, metal, spray, first coat, min | SF | 0.53
099113205260 | Average | Ext painting, stairs, metal, spray, first coat, avg | SF | 0.66
099113205280 | Maximum | Ext painting, stairs, metal, spray, first coat, max | SF | 0.71
099113205300 | Second Coat
099113205320 | Minimum | Ext painting, stairs, metal, spray, second coat, min | SF | 0.43
099113205340 | Average | Ext painting, stairs, metal, spray, second coat, avg | SF | 0.51
099113205360 | Maximum | Ext painting, stairs, metal, spray, second coat, max | SF | 0.61
099113207000 | Steel, Structural, Light
099113207020 | Brush
099113207040 | First Coat
099113207060 | Minimum | Ext painting, steel, structural, light, brush, first coat, min | SF | 1.54
099113207080 | Average | Ext painting, steel, structural, light, brush, first coat, avg | SF | 1.89
099113207100 | Maximum | Ext painting, steel, structural, light, brush, first coat, max | SF | 2.48
099113207120 | Second Coat
099113207140 | Minimum | Ext painting, steel, structural, light, brush, second coat, min | SF | 1.13
099113207160 | Average | Ext painting, steel, structural, light, brush, second coat, avg | SF | 1.31
099113207180 | Maximum | Ext painting, steel, structural, light, brush, second coat, max | SF | 1.55
099113207200 | Roller
099113207220 | First Coat
099113207240 | Minimum | Ext painting, steel, structural, light, roller, first coat, min | SF | 1.15
099113207260 | Average | Ext painting, steel, structural, light, roller, first coat, avg | SF | 1.32
099113207280 | Maximum | Ext painting, steel, structural, light, roller, first coat, max | SF | 1.57
099113207300 | Second Coat
099113207320 | Minimum | Ext painting, steel, structural, light, roller, second coat, min | SF | 0.72
099113207340 | Average | Ext painting, steel, structural, light, roller, second coat, avg | SF | 0.85
099113207360 | Maximum | Ext painting, steel, structural, light, roller, second coat, max | SF | 1.03
099113207380 | Spray
099113207400 | First Coat
099113207420 | Minimum | Ext painting, steel, structural, light, spray, first coat, min | SF | 0.72
099113207440 | Average | Ext painting, steel, structural, light, spray, first coat, avg | SF | 0.85
099113207460 | Maximum | Ext painting, steel, structural, light, spray, first coat, max | SF | 1.03
099113207480 | Second Coat
099113207500 | Minimum | Ext painting, steel, structural, light, spray, second coat, min | SF | 0.6
099113207520 | Average | Ext painting, steel, structural, light, spray, second coat, avg | SF | 0.7
099113207540 | Maximum | Ext painting, steel, structural, light, spray, second coat, max | SF | 0.82
099113207560 | Steel, Medium to Heavy
099113207580 | Brush
099113207600 | First Coat
099113207620 | Minimum | Ext painting, steel, medium to heavy, brush, first coat, min | SF | 0.85
099113207640 | Average | Ext painting, steel, medium to heavy, brush, first coat, avg | SF | 0.94
099113207660 | Maximum | Ext painting, steel, medium to heavy, brush, first coat, max | SF | 1.05
099113207680 | Second Coat
099113207700 | Minimum | Ext painting, steel, medium to heavy, brush, second coat, min | SF | 0.72
099113207720 | Average | Ext painting, steel, medium to heavy, brush, second coat, avg | SF | 0.85
099113207740 | Maximum | Ext painting, steel, medium to heavy, brush, second coat, max | SF | 0.98
099113207760 | Roller
099113207780 | First Coat
099113207800 | Minimum | Ext painting, steel, medium to heavy, roller, first coat, min | SF | 0.74
099113207820 | Average | Ext painting, steel, medium to heavy, roller, first coat, avg | SF | 0.86
099113207840 | Maximum | Ext painting, steel, medium to heavy, roller, first coat, max | SF | 1
099113207860 | Second Coat
099113207880 | Minimum | Ext painting, steel, medium to heavy, roller, second coat, min | SF | 0.58
099113207900 | Average | Ext painting, steel, medium to heavy, roller, second coat, avg | SF | 0.66
099113207920 | Maximum | Ext painting, steel, medium to heavy, roller, second coat, max | SF | 0.75
099113207940 | Spray
099113207960 | First Coat
099113207980 | Minimum | Ext painting, steel, medium to heavy, spray, first coat, min | SF | 0.53
099113208000 | Average | Ext painting, steel, medium to heavy, spray, first coat, avg | SF | 0.6
099113208020 | Maximum | Ext painting, steel, medium to heavy, spray, first coat, max | SF | 0.67
099113208040 | Second Coat
099113208060 | Minimum | Ext painting, steel, medium to heavy, spray, second coat, min | SF | 0.42
099113208080 | Average | Ext painting, steel, medium to heavy, spray, second coat, avg | SF | 0.47
099113208100 | Maximum | Ext painting, steel, medium to heavy, spray, second coat, max | SF | 0.52
099123300000 | INT. PAINTING, BUILDINGS | INT PAINTING, BUILDINGS
099123301000 | Acoustical Ceiling
099123301020 | Roller
099123301040 | First Coat
099123301060 | Minimum | Int painting, acoustical ceiling, roller, first coat, min | SF | 0.64
099123301080 | Average | Int painting, acoustical ceiling, roller, first coat, avg | SF | 0.79
099123301100 | Maximum | Int painting, acoustical ceiling, roller, first coat, max | SF | 1.09
099123301120 | Second Coat
099123301140 | Minimum | Int painting, acoustical ceiling, roller, second coat, min | SF | 0.55
099123301160 | Average | Int painting, acoustical ceiling, roller, second coat, avg | SF | 0.65
099123301180 | Maximum | Int painting, acoustical ceiling, roller, second coat, max | SF | 0.81
099123301200 | Spray
099123301220 | First Coat
099123301240 | Minimum | Int painting, acoustical ceiling, spray, first coat, min | SF | 0.36
099123301260 | Average | Int painting, acoustical ceiling, spray, first coat, avg | SF | 0.41
099123301280 | Maximum | Int painting, acoustical ceiling, spray, first coat, max | SF | 0.48
099123301300 | Second Coat
099123301320 | Minimum | Int painting, acoustical ceiling, spray, second coat, min | SF | 0.32
099123301340 | Average | Int painting, acoustical ceiling, spray, second coat, avg | SF | 0.35
099123301360 | Maximum | Int painting, acoustical ceiling, spray, second coat, max | SF | 0.4
099123301380 | Cabinets and Casework
099123301400 | Brush
099123301420 | First Coat
099123301440 | Minimum | Int painting, cabinets & casework, brush, first coat, min | SF | 0.89
099123301460 | Average | Int painting, cabinets & casework, brush, first coat, avg | SF | 0.98
099123301480 | Maximum | Int painting, cabinets & casework, brush, first coat, max | SF | 1.09
099123301500 | Second Coat
099123301520 | Minimum | Int painting, cabinets & casework, brush, second coat, min | SF | 0.78
099123301540 | Average | Int painting, cabinets & casework, brush, second coat, avg | SF | 0.84
099123301560 | Maximum | Int painting, cabinets & casework, brush, second coat, max | SF | 0.92
099123301580 | Spray
099123301600 | First Coat
099123301620 | Minimum | Int painting, cabinets & casework, spray, first coat, min | SF | 0.51
099123301640 | Average | Int painting, cabinets & casework, spray, first coat, avg | SF | 0.58
099123301660 | Maximum | Int painting, cabinets & casework, spray, first coat, max | SF | 0.69
099123301680 | Second Coat
099123301700 | Minimum | Int painting, cabinets & casework, spray, second coat, min | SF | 0.44
099123301720 | Average | Int painting, cabinets & casework, spray, second coat, avg | SF | 0.48
099123301740 | Maximum | Int painting, cabinets & casework, spray, second coat, max | SF | 0.58
099123301760 | Ceilings
099123301780 | Roller
099123301800 | First Coat
099123301820 | Minimum | Int painting, ceilings, roller, first coat, min | SF | 0.45
099123301840 | Average | Int painting, ceilings, roller, first coat, avg | SF | 0.49
099123301860 | Maximum | Int painting, ceilings, roller, first coat, max | SF | 0.54
099123301880 | Second Coat
099123301900 | Minimum | Int painting, ceilings, roller, second coat, min | SF | 0.4
099123301920 | Average | Int painting, ceilings, roller, second coat, avg | SF | 0.44
099123301940 | Maximum | Int painting, ceilings, roller, second coat, max | SF | 0.48
099123301960 | Spray
099123301980 | First Coat
099123302000 | Minimum | Int painting, ceilings, spray, first coat, min | SF | 0.31
099123302020 | Average | Int painting, ceilings, spray, first coat, avg | SF | 0.34
099123302040 | Maximum | Int painting, ceilings, spray, first coat, max | SF | 0.38
099123302060 | Second Coat
099123302080 | Minimum | Int painting, ceilings, spray, second coat, min | SF | 0.27
099123302100 | Average | Int painting, ceilings, spray, second coat, avg | SF | 0.3
099123302120 | Maximum | Int painting, ceilings, spray, second coat, max | SF | 0.34
099123302140 | Doors, Metal
099123302160 | Roller
099123302180 | First Coat
099123302200 | Minimum | Int painting, doors, metal, roller, first coat, min | SF | 0.67
099123302220 | Average | Int painting, doors, metal, roller, first coat, avg | SF | 0.75
099123302240 | Maximum | Int painting, doors, metal, roller, first coat, max | SF | 0.86
099123302260 | Second Coat
099123302280 | Minimum | Int painting, doors, metal, roller, second coat, min | SF | 0.54
099123302300 | Average | Int painting, doors, metal, roller, second coat, avg | SF | 0.58
099123302320 | Maximum | Int painting, doors, metal, roller, second coat, max | SF | 0.64
099123302340 | Spray
099123302360 | First Coat
099123302380 | Minimum | Int painting, doors, metal, spray, first coat, min | SF | 0.52
099123302400 | Average | Int painting, doors, metal, spray, first coat, avg | SF | 0.58
099123302420 | Maximum | Int painting, doors, metal, spray, first coat, max | SF | 0.66
099123302440 | Second Coat
099123302460 | Minimum | Int painting, doors, metal, spray, second coat, min | SF | 0.49
099123302480 | Average | Int painting, doors, metal, spray, second coat, avg | SF | 0.53
099123302500 | Maximum | Int painting, doors, metal, spray, second coat, max | SF | 0.58
099123302520 | Doors, Wood
099123302540 | Brush
099123302560 | First Coat
099123302580 | Minimum | Int painting, doors, wood, brush, first coat, min | SF | 1.19
099123302600 | Average | Int painting, doors, wood, brush, first coat, avg | SF | 1.46
099123302620 | Maximum | Int painting, doors, wood, brush, first coat, max | SF | 1.76
099123302640 | Second Coat
099123302660 | Minimum | Int painting, doors, wood, brush, second coat, min | SF | 0.91
099123302680 | Average | Int painting, doors, wood, brush, second coat, avg | SF | 1.02
099123302700 | Maximum | Int painting, doors, wood, brush, second coat, max | SF | 1.16
099123302720 | Spray
099123302740 | First Coat
099123302760 | Minimum | Int painting, doors, wood, spray, first coat, min | SF | 0.35
099123302780 | Average | Int painting, doors, wood, spray, first coat, avg | SF | 0.41
099123302800 | Maximum | Int painting, doors, wood, spray, first coat, max | SF | 0.49
099123302820 | Second Coat
099123302840 | Minimum | Int painting, doors, wood, spray, second coat, min | SF | 0.31
099123302860 | Average | Int painting, doors, wood, spray, second coat, avg | SF | 0.35
099123302880 | Maximum | Int painting, doors, wood, spray, second coat, max | SF | 0.39
099123302900 | Ductwork
099123302920 | Brush
099123302940 | Minimum | Int painting, ductwork, brush, min | LF | 1.02
099123302960 | Average | Int painting, ductwork, brush, avg | LF | 1.16
099123302980 | Maximum | Int painting, ductwork, brush, max | LF | 1.34
099123303000 | Roller
099123303020 | Minimum | Int painting, ductwork, roller, min | SF | 0.74
099123303040 | Average | Int painting, ductwork, roller, avg | SF | 0.8
099123303060 | Maximum | Int painting, ductwork, roller, max | SF | 0.88
099123303080 | Spray
099123303100 | Minimum | Int painting, ductwork, spray, min | SF | 0.41
099123303120 | Average | Int painting, ductwork, spray, avg | SF | 0.44
099123303140 | Maximum | Int painting, ductwork, spray, max | SF | 0.48
099123303160 | Floors
099123303180 | Roller
099123303200 | First Coat
099123303220 | Minimum | Int painting, floors, roller, first coat, min | SF | 0.38
099123303240 | Average | Int painting, floors, roller, first coat, avg | SF | 0.43
099123303260 | Maximum | Int painting, floors, roller, first coat, max | SF | 0.48
099123303280 | Second Coat
099123303300 | Minimum | Int painting, floors, roller, second coat, min | SF | 0.34
099123303320 | Average | Int painting, floors, roller, second coat, avg | SF | 0.37
099123303340 | Maximum | Int painting, floors, roller, second coat, max | SF | 0.4
099123303360 | Spray
099123303380 | First Coat
099123303400 | Minimum | Int painting, floors, spray, first coat, min | SF | 0.3
099123303420 | Average | Int painting, floors, spray, first coat, avg | SF | 0.33
099123303440 | Maximum | Int painting, floors, spray, first coat, max | SF | 0.36
099123303460 | Second Coat
099123303480 | Minimum | Int painting, floors, spray, second coat, min | SF | 0.28
099123303500 | Average | Int painting, floors, spray, second coat, avg | SF | 0.31
099123303520 | Maximum | Int painting, floors, spray, second coat, max | SF | 0.34
099123303540 | Pipes to 6" diameter
099123303560 | Brush
099123303580 | Minimum | Int painting, pipes to 6" diameter, brush, min | LF | 1.06
099123303600 | Average | Int painting, pipes to 6" diameter, brush, avg | LF | 1.2
099123303620 | Maximum | Int painting, pipes to 6" diameter, brush, max | LF | 1.38
099123303640 | Spray
099123303660 | Minimum | Int painting, pipes to 6" diameter, spray, min | LF | 0.45
099123303680 | Average | Int painting, pipes to 6" diameter, spray, avg | LF | 0.52
099123303700 | Maximum | Int painting, pipes to 6" diameter, spray, max | LF | 0.66
099123303720 | Pipes to 12" diameter
099123303740 | Brush
099123303760 | Minimum | Int painting, pipes to 12" diameter, brush, min | LF | 2.09
099123303780 | Average | Int painting, pipes to 12" diameter, brush, avg | LF | 2.34
099123303800 | Maximum | Int painting, pipes to 12" diameter, brush, max | LF | 2.69
099123303820 | Spray
099123303840 | Minimum | Int painting, pipes to 12" diameter, spray, min | LF | 0.91
099123303860 | Average | Int painting, pipes to 12" diameter, spray, avg | LF | 1.03
099123303880 | Maximum | Int painting, pipes to 12" diameter, spray, max | LF | 1.22
099123303900 | Trim
099123303920 | Brush
099123303940 | First Coat
099123303960 | Minimum | Int painting, trim, brush, first coat, min | LF | 0.48
099123303980 | Average | Int painting, trim, brush, first coat, avg | LF | 0.53
099123304000 | Maximum | Int painting, trim, brush, first coat, max | LF | 0.62
099123304020 | Second Coat
099123304040 | Minimum | Int painting, trim, brush, second coat, min | LF | 0.41
099123304060 | Average | Int painting, trim, brush, second coat, avg | LF | 0.48
099123304080 | Maximum | Int painting, trim, brush, second coat, max | LF | 0.62
099123304100 | Walls
099123304120 | Roller
099123304140 | First Coat
099123304160 | Minimum | Int painting, walls, roller, first coat, min | SF | 0.41
099123304180 | Average | Int painting, walls, roller, first coat, avg | SF | 0.43
099123304200 | Maximum | Int painting, walls, roller, first coat, max | SF | 0.48
099123304220 | Second Coat
099123304240 | Minimum | Int painting, walls, roller, second coat, min | SF | 0.38
099123304260 | Average | Int painting, walls, roller, second coat, avg | SF | 0.41
099123304280 | Maximum | Int painting, walls, roller, second coat, max | SF | 0.46
099123304300 | Spray
099123304320 | First Coat
099123304340 | Minimum | Int painting, walls, spray, first coat, min | SF | 0.25
099123304360 | Average | Int painting, walls, spray, first coat, avg | SF | 0.28
099123304380 | Maximum | Int painting, walls, spray, first coat, max | SF | 0.34
099123304400 | Second Coat
099123304420 | Minimum | Int painting, walls, spray, second coat, min | SF | 0.23
099123304440 | Average | Int painting, walls, spray, second coat, avg | SF | 0.27
099123304460 | Maximum | Int painting, walls, spray, second coat, max | SF | 0.33
100000000000 | SPECIALTIES
101100000000 | VISUAL DISPLAY UNITS
101113000000 | CHALKBOARDS | CHALKBOARDS
101113001020 | Chalkboard, metal frame, 1/4" thick
101113001040 | 48"x60" | Chalkboard, metal frame, 1/4" thick, 48"x 60" | EA | 660
101113001060 | 48"x96" | Chalkboard, metal frame, 1/4" thick, 48"x 96" | EA | 886
101113001080 | 48"x144" | Chalkboard, metal frame, 1/4" thick, 48"x 144" | EA | 1160
101113001100 | 48"x192" | Chalkboard, metal frame, 1/4" thick, 48"x 192" | EA | 1548
101113001110 | Liquid chalkboard
101113001120 | 48"x60" | Chalkboard, liquid, 48"x 60" | EA | 853
101113001140 | 48"x96" | Chalkboard, liquid, 48"x 96" | EA | 1074
101113001160 | 48"x144" | Chalkboard, liquid, 48"x 144" | EA | 1571
101113001180 | 48"x192" | Chalkboard, liquid, 48"x 192" | EA | 1801
101113001200 | Map rail, deluxe | Chalkboard, map rail, deluxe | LF | 13.23
101113002000 | Tackboard, aluminum frame, cork, installed
101113002010 | 48"x60" | Tackboard, metal frame, 48"x 60" | EA | 302
101113002030 | 48"x96" | Tackboard, metal frame, 48"x 96" | EA | 421
101113002050 | 48"x144" | Tackboard, metal frame, 48"x 144" | EA | 619
101300000000 | DIRECTORIES
101300100000 | IDENTIFYING DEVICES | IDENTIFYING DEVICES
101300101000 | Directory and bulletin boards
101300101020 | Open face boards
101300101040 | Chrome plated steel frame | Directory/bulletin boards, open face, chrome/steel | SF | 81.05
101300101060 | Aluminum framed | Directory/bulletin boards, open face, aluminum | SF | 110
101300101080 | Bronze framed | Directory/bulletin boards, open face, bronze | SF | 130
101300101100 | Stainless steel framed | Directory/bulletin boards, open face, stnls steel | SF | 164
101300101140 | Tack board, aluminum framed | Directory/bulletin boards, tack, aluminum | SF | 69.17
101300101160 | Visual aid board, aluminum framed | Directory/bulletin boards, visual aid, aluminum | SF | 69.17
101300101200 | Glass encased boards, hinged and keyed
101300101210 | Aluminum framed | Dir/bulletin boards, glass, hngd & kyd, aluminum | SF | 258
101300101220 | Bronze framed | Dir/bulletin boards, glass, hngd & kyd, bronze | SF | 279
101300101230 | Stainless steel framed | Dir/bulletin boards, glass, hngd & kyd, stnls steel | SF | 331
101300101240 | Chrome plated steel framed | Dir/bulletin boards, glass, hngd & kyd, chrome/steel | SF | 350
101400000000 | SIGNAGE
101400400000 | SIGNAGE | SIGNAGE
101400402020 | Metal plaque
101400402040 | Cast bronze | Plaques, metal, cast bronze | SF | 773
101400402060 | Aluminum | Plaques, metal, aluminum | SF | 473
101400402080 | Metal engraved plaque
101400402100 | Porcelain steel | Plaques, metal engraved, porcelain steel | SF | 917
101400402120 | Stainless steel | Plaques, metal engraved, stainless steel | SF | 740
101400402140 | Brass | Plaques, metal engraved, brass | SF | 1072
101400402160 | Aluminum | Plaques, metal engraved, aluminum | SF | 686
101400402180 | Metal built-up plaque
101400402220 | Bronze | Plaques, metal built-up, bronze | SF | 846
101400402240 | Copper and bronze | Plaques, metal built-up, copper/bronze | SF | 754
101400402260 | Copper and aluminum | Plaques, metal built-up, copper/aluminum | SF | 828
101400402280 | Metal nameplate plaques
101400402300 | Cast bronze | Plaques, metal nameplate, cast bronze | SF | 808
101400402320 | Cast aluminum | Plaque, metal nameplate, aluminum | SF | 603
101400402330 | Engraved, 1-1/2" x 6"
101400402340 | Bronze | Plaques, metal nameplate, engraved, 1-1/2"x 6", bronze | EA | 430
101400402360 | Aluminum | Plaques, metal nameplate, engraved, 1-1/2"x 6", alum | EA | 342
101400402400 | Letters, on masonry, aluminum, satin finish
101400402440 | 1/2" thick
101400402460 | 2" high | Letters, masonry/conc, alum, satin fin, 1/2" thk, 2" hi | EA | 67.9
101400402480 | 4" high | Letters, masonry/conc, alum, satin fin, 1/2" thk, 4" hi | EA | 93.51
101400402500 | 6" high | Letters, masonry/conc, alum, satin fin, 1/2" thk, 6" hi | EA | 116
101400402510 | 3/4" thick
101400402520 | 8" high | Letters, masonry/conc, alum, satin fin, 3/4" thk, 8" hi | EA | 156
101400402540 | 10" high | Letters, masonry/conc, alum, satin fin, 3/4" thk, 10" h | EA | 180
101400402550 | 1" thick
101400402560 | 12" high | Letters, masonry/conc, alum, satin fin, 1" thk, 12" hi | EA | 206
101400402570 | 14" high | Letters, masonry/conc, alum, satin fin, 1" thk, 14" hi | EA | 236
101400402575 | 16" high | Letters, masonry/conc, alum, satin fin, 1" thk, 16" hi | EA | 290
101400402580 | 14" high | Letters, masonry/conc, alum, satin fin, 1" thk, 14" hi | EA | 236
101400402585 | 24" high | Letters, masonry/conc, alum, satin fin, 1" thk, 24" hi | EA | 447
101400402590 | 30" high | Letters, masonry/conc, alum, satin fin, 1" thk, 30" hi | EA | 697
101400402610 | For polished aluminum add, 15%
101400402620 | For clear anodized aluminum add, 15%
101400402630 | For colored anodic aluminum add, 30%
101400402640 | For profiled and color enameled letters add, 50%
101400402650 | Cast bronze, satin finish letters
101400402680 | 3/8" thick
101400402720 | 2" high | Letters, masonry/conc, brnz, satin fin, 3/8" thk, 2"hi | EA | 75.25
101400402740 | 4" high | Letters, masonry/conc, brnz, satin fin, 3/8" thk, 4" hi | EA | 105
101400402760 | 1/2" thick, 6" high | Letters, masonry/conc, brnz, satin fin, 1/2" thk, 6" hi | EA | 132
101400402780 | 5/8" thick, 8" high | Letters, masonry/conc, brnz, satin fin, 5/8" thk, 8" hi | EA | 181
101400402790 | 1" thick
101400402800 | 10" high | Letters, masonry/conc, brnz, satin fin, 1" thk, 10" hi | EA | 215
101400402820 | 12" high | Letters, masonry/conc, brnz, satin fin, 1" thk, 12" hi | EA | 266
101400402840 | 14" high | Letters, masonry/conc, brnz, satin fin, 1" thk, 14" hi | EA | 323
101400402860 | 16" high | Letters, masonry/conc, brnz, satin fin, 1" thk, 16" hi | EA | 459
101400402880 | Interior door signs, adhesive, flexible
101400403060 | 2" x 8" | Interior door signs, adhesive, flexible, 2"x 8" | EA | 48.73
101400403080 | 4" x 4" | Interior door signs, adhesive, flexible, 4"x 4" | EA | 50.61
101400403100 | 6" x 7" | Interior door signs, adhesive, flexible, 6"x 7" | EA | 59.71
101400403120 | 6" x 9" | Interior door signs, adhesive, flexible, 6"x 9" | EA | 71.76
101400403140 | 10" x 9" | Interior door signs, adhesive, flexible, 10"x 9" | EA | 88.97
101400403160 | 10" x 12" | Interior door signs, adhesive, flexible, 10"x 12" | EA | 111
101400403180 | Hard plastic type, no frame
101400403220 | 3" x 8" | Int door signs, adhsv, flxbl, plastic, no frm, 3"x 8" | EA | 88.64
101400403240 | 4" x 4" | Int door signs, adhsv, flxbl, plastic, no frm, 4"x 4" | EA | 88.15
101400403260 | 4" x 12" | Int door signs, adhsv, flxbl, plastic, no frm, 4"x 12" | EA | 94.46
101400403280 | Hard plastic type, with frame
101400403300 | 3" x 8" | Int door signs, adhsv, flxbl, plastic, w/frm, 3"x 8" | EA | 237
101400403320 | 4" x 4" | Int door signs, adhsv, flxbl, plastic, w/frm, 4"x 4" | EA | 188
101400403340 | 4" x 12" | Int door signs, adhsv, flxbl, plastic, w/frm, 4"x 12" | EA | 287
101453000000 | TRAFFIC SIGNAGE | TRAFFIC SIGNAGE
101453000100 | Traffic signs
101453001000 | Reflectorized per OSHA stds., incl. post
101453001030 | Stop, 24"x24" | Reflector signs per OSHA std, Stop, 24"x24" | EA | 145
101453001050 | Yield, 30" triangle | Reflector signs per OSHA std, Yield, 30" triangle | EA | 98.47
101453001070 | Speed limit, 12"x18" | Reflector signs per OSHA std, Speed limit, 12"x18" | EA | 106
101453001090 | Directional, 12"x18" | Reflector signs per OSHA std, directional, 12"x18" | EA | 120
101453001100 | Exit, 12"x18" | Reflector signs per OSHA std, Exit, 12 "x18" | EA | 120
101453001120 | Entry, 12"x18" | Reflector signs per OSHA std, Entry, 12"x18" | EA | 120
101453001140 | Warning, 24"x24" | Reflector signs per OSHA std, Warning, 24"x24" | EA | 144
101453001160 | Informational, 12"x18" | Reflector signs per OSHA std, informational, 12"x18" | EA | 94.31
101453001180 | Handicap parking, 12"x18" | Reflector signs per OSHA std, Handicap park, 12"x18" | EA | 95.63
101600000000 | SPECIALTIES
101700000000 | TELEPHONE SPECIALTIES
101700100000 | TELEPHONE ENCLOSURES | TELEPHONE ENCLOSURES
101700101000 | Enclosure, wall mounted, shelf, 28" x 30" x 15" | Telephone enclosure, wall mount, shelf, 28"x30"x15" | EA | 2796
101700101800 | Directory shelf, stainless steel, 3 binders | Telephone directory shelf, SS, 3 binders | EA | 2356
102100000000 | COMPARTMENTS AND CUBICLES
102113000000 | TOILET PARTITIONS | TOILET PARTITIONS
102113000100 | Toilet partition, plastic laminate
102113000120 | Ceiling mounted | Toilet partition, plastic lam, ceiling mount | EA | 1749
102113000140 | Floor mounted | Toilet partition, plastic lam, floor mount | EA | 1178
102113000150 | Metal
102113000160 | Ceiling mounted | Toilet partition, metal, ceiling mount | EA | 1280
102113000180 | Floor mounted | Toilet partition, metal, floor mount | EA | 1165
102113000190 | Wheelchair partition, plastic laminate
102113000200 | Ceiling mounted | Wheel chair partition, plastic lam, ceiling mount | EA | 2477
102113000210 | Floor mounted | Wheel chair partition, plastic lam, floor mount | EA | 2138
102113000220 | Painted metal
102113000240 | Ceiling mounted | Wheel chair partition, painted metal, ceiling mount | EA | 1847
102113000260 | Floor mounted | Wheel chair partition, painted metal, floor mount | EA | 1634
102113000280 | Urinal screen, plastic laminate
102113002000 | Wall hung | Urinal screen, plastic lam, wall hung | EA | 782
102113002100 | Floor mounted | Urinal screen, plastic lam, floor mount | EA | 716
102113002120 | Porcelain enameled steel, floor mounted | Urinal screen, porcelain enamel st, floor mount | EA | 890
102113002140 | Painted metal, floor mounted | Urinal screen, painted metal, floor mount | EA | 622
102113002160 | Stainless steel, floor mounted | Urinal screen, stainless steel, floor mount | EA | 1094
102113002180 | Metal toilet partitions
102113002200 | Front door and side divider, floor mounted
102113005040 | Porcelain enameled steel | Toilet partn, front door/side divider, porc enl stl | EA | 1826
102113005060 | Painted steel | Toilet partn, front door/side divider, painted steel | EA | 1157
102113005080 | Stainless steel | Toilet partn, front door/side divider, stnls stl | EA | 2555
102116000000 | SHOWER STALLS | SHOWER STALLS
102116001000 | Shower receptors
102116001010 | Precast, terrazzo
102116001020 | 32" x 32" | Shower receptors, precast, terrazzo, 32"x 32" | EA | 927
102116001040 | 32" x 48" | Shower receptors, precast, terrazzo, 32"x 48" | EA | 988
102116001050 | Concrete
102116001060 | 32" x 32" | Shower receptors, precast, concrete, 32"x 32" | EA | 424
102116001080 | 48" x 48" | Shower receptors, precast, concrete, 48"x 48" | EA | 489
102116001100 | Shower door, trim and hardware
102116001120 | Economy, 24" wide, chrome, tempered glass | Shower door, econ, 24"W, chrome, temp glass | EA | 473
102116001130 | Porcelain enameled steel, flush | Shower door, econ, 24"W, PE Steel, temp glass | EA | 787
102116001140 | Baked enameled steel, flush | Shower door, econ, 24"W, baked enamel, temp glass | EA | 503
102116001150 | Aluminum, tempered glass, 48" wide, sliding | Shower door, econ, 24"W, alum, temp glass | EA | 970
102116001161 | Folding | Shower door, econ, 24"W, alum, temp glass, folding | EA | 940
102116001190 | Aluminum and tempered glass, molded plastic
102116001200 | Complete with receptor and door
102116001220 | 32" x 32" | Shower door, alum, tempered glass, compl, 32"x 32" | EA | 1269
102116001230 | 36" x 36" | Shower door, alum, tempered glass, compl, 36"x 36" | EA | 1407
102116001240 | 40" x 40" | Shower door, alum, tempered glass, compl, 40"x 40" | EA | 1482
102116005400 | Shower compartment, precast concrete receptor
102116005420 | Single entry type
102116005440 | Porcelain enameled steel | Shower, precast conc, single entry, PE steel | EA | 3850
102116005460 | Baked enameled steel | Shower, precast conc, single entry, BE steel | EA | 3732
102116005480 | Stainless steel | Shower, precast conc, single entry, St steel | EA | 3617
102116005500 | Double entry type
102116005520 | Porcelain enameled steel | Shower, precast conc, double entry, PE steel | EA | 6392
102116005540 | Baked enameled steel | Shower, precast conc, double entry, BE steel | EA | 4722
102116005560 | Stainless steel | Shower, precast conc, double entry, St steel | EA | 6944
102123000000 | CUBICLES | CUBICLES
102123001020 | Hospital track
102123001040 | Ceiling hung | Cubicle, hospital track, ceiling hung | LF | 18.53
102123001060 | Suspended | Cubicle, hospital track, suspended | LF | 21.93
102123001080 | Hospital metal dividers, galvanized steel
102123001100 | Baked enamel finish
102123001110 | 54" high
102123001120 | 10" glass light | Cubicle, metal divider, galv stl, BE fin, 54"h, 10"lite | LF | 201
102123001140 | 14" glass light | Cubicle, metal divider, galv stl, BE fin, 54"h, 14"lite | LF | 201
102123001160 | 24" glass light | Cubicle, metal divider, galv stl, BE fin, 54"h, 24"lite | LF | 192
102123001170 | 60" high
102123001180 | 10" glass light | Cubicle, metal divider, galv stl, BE fin, 60"h, 10"lite | LF | 215
102123001190 | 14" glass light | Cubicle, metal divider, galv stl, BE fin, 60"h, 14"lite | LF | 215
102123001200 | 24" glass light | Cubicle, metal divider, galv stl, BE fin, 60"h, 24"lite | LF | 200
102123001300 | Stainless steel
102123001310 | 54" high
102123001320 | 10" glass light | Cubicle, metal divider, galv stl, SS, 54"h, 10" lite | LF | 318
102123001340 | 14" glass light | Cubicle, metal divider, galv stl, SS, 54"h, 14" lite | LF | 341
102123001360 | 24" glass light | Cubicle, metal divider, galv stl, SS, 54"h, 24" lite | LF | 395
102123001370 | 60" high
102123001380 | 10" glass light | Cubicle, metal divider, galv stl, SS, 60"h, 10" lite | LF | 358
102123001400 | 14" glass light | Cubicle, metal divider, galv stl, SS, 60"h, 14" lite | LF | 358
102123001420 | 24" glass light | Cubicle, metal divider, galv stl, SS, 60"h, 24" lite | LF | 434
102200000000 | PARTITIONS
102219000000 | MOVABLE PARTITIONS | MOVABLE PARTITIONS
102219000100 | Partition, movable, 2-1/2" thick, vinyl-gypsum | Partition, mvbl office type, 2-1/2" thk, vinyl-gypsum | SF | 30.39
102219000120 | Enameled steel frame, with 1/4" thick clear glass | Partition, enameled stl frame, w/1/4" thk clr glass | SF | 36.35
102219000160 | Door frame and hardware for movable partitions | Door frame and hardware for movable partitions | EA | 1167
102219000200 | Add for acoustic movable partition | Add for acoustic movable partition | SF | 1.97
102219002900 | Accordion partition, 12' high
102219003000 | Vinyl | Accordion partition, 12' high, vinyl | SF | 28.01
102219003020 | Acoustical | Accordion partition, 12' high, vinyl, acoustical | SF | 30.67
102219003080 | Standard office cubicles, 8' high, steel framed
102219003200 | Baked enamel finish
102219003540 | 100% flush | Office cubicle, 8', steel enamel, 100% flush | LF | 241
102219003550 | 75% flush and 25% glass | Office cubicle, 8', steel enamel, 75% flush 25% glass | LF | 292
102219003560 | 50% flush and 50% glass | Office cubicle, 8', steel enamel, 50% flush 50% glass | LF | 403
102219003570 | 100% glass | Office cubicle, 8', steel enamel, 100% glass | LF | 469
102219003600 | Natural hardwood panels
102219003620 | 100% flush | Office cubicle, nat hardwood, 100% flush | LF | 263
102219003640 | 50% flush and 50% glass | Office cubicle, nat hardwood, 50% flush 50% glass | LF | 338
102219003650 | Plastic laminated panels
102219003660 | 100% flush | Office cubicle, Plastic lam, 100% flush | LF | 301
102219003670 | 75% flush and 25% glass | Office cubicle, Plastic lam, 75% flush 25% glass | LF | 380
102219003680 | 50% flush and 50% glass | Office cubicle, Plastic lam, 50% flush 50% glass | LF | 422
102219003700 | Vinyl covered panels
102219003710 | 100% flush | Office cubicle, vinyl covered, 100% flush | LF | 267
102219003720 | 75% flush and 25% glass | Office cubicle, vinyl covered, 75% flush 25% glass | LF | 339
102219003730 | 50% and 50% glass | Office cubicle, vinyl covered, 50% flush 50% glass | LF | 409
102219003800 | Aluminum framed
102219003810 | Enameled or anodized aluminum panels
102219003830 | 100% flush | Office cubicle, alum enameled, 100% flush | LF | 210
102219003840 | 75% flush and 25% glass | Office cubicle, alum enameled, 75% flush 25% glass | LF | 201
102219003850 | 50% flush and 50% glass | Office cubicle, alum enameled, 50% flush 50% glass | LF | 184
102219003860 | Vinyl covered panels
102219003870 | 100% flush | Office cubicle, alum vinyl, 100% flush | LF | 225
102219003880 | 75% flush and 25% glass | Office cubicle, alum vinyl, 75% flush 25% glass | LF | 248
102219003890 | 50% flush and 50% glass | Office cubicle, alum vinyl, 50% flush 50% glass | LF | 283
102219004000 | 60" high partitions, steel framed
102219004040 | Enameled panels | Partition, 60" hi, stl framed, enameled panels | LF | 114
102219004050 | Natural hardwood panels, two sides | Partition, 60" hi, stl framed, nat hrdwd panel, 2-side | LF | 398
102219004060 | Plastic laminated panels | Partition, 60" hi, stl framed, plastic lamntd panel | LF | 222
102219004070 | Vinyl covered panels | Partition, 60" hi, stl framed, vinyl covered panels | LF | 278
102219004100 | Aluminum framed
102219004120 | Anodized or baked enamel panels | Partition, 60" hi, alum framed, baked enamel panels | LF | 158
102219004130 | Natural hardwood panels | Partition, 60" hi, alum framed, nat hardwood panels | LF | 431
102219004140 | Plastic laminated panels | Partition, 60" hi, alum framed, plastic lamntd panels | LF | 227
102219004150 | Vinyl covered panels | Partition, 60" hi, alum framed, vinyl covered panels | LF | 278
102219004200 | Wire mesh partitions
102219005000 | Wall panels
102219005030 | 4' x 7' | Partitions, wire mesh, wall panels, 4'x 7' | EA | 247
102219005040 | 4' x 8' | Partitions, wire mesh, wall panels, 4'x 8' | EA | 265
102219005050 | 4' x 10' | Partitions, wire mesh, wall panels, 4'x 10' | EA | 301
102219005060 | Wall filler panels
102219005070 | 1' x 7' | Partitions, wire mesh, wall filler panels, 1'x 7' | EA | 156
102219005080 | 1' x 8' | Partitions, wire mesh, wall filler panels, 1'x 8' | EA | 172
102219005090 | 1' x 10' | Partitions, wire mesh, wall filler panels, 1'x 10' | EA | 199
102219005100 | 2' x 7' | Partitions, wire mesh, wall filler panels, 2'x 7' | EA | 169
102219005120 | 2' x 8' | Partitions, wire mesh, wall filler panels, 2'x 8' | EA | 181
102219005130 | 2' x 10' | Partitions, wire mesh, wall filler panels, 2'x 10' | EA | 213
102219005140 | 3' x 7' | Partitions, wire mesh, wall filler panels, 3'x 7' | EA | 197
102219005150 | 3' x 8' | Partitions, wire mesh, wall filler panels, 3'x 8' | EA | 258
102219005160 | 3' x 10' | Partitions, wire mesh, wall filler panels, 3'x 10' | EA | 283
102219005200 | Ceiling panels
102219005210 | 10' x 2' | Partitions, wire mesh, ceiling panels, 10'x 2' | EA | 268
102219005220 | 10' x 4' | Partitions, wire mesh, ceiling panels, 10'x 4' | EA | 391
102219005400 | Wall panel with service window
102219005410 | 5' wide
102219005420 | 7' high | Parts, wire mesh, wall panel w/serv wind, 5' w, 7' hi | EA | 663
102219005430 | 8' high | Parts, wire mesh, wall panel w/serv wind, 5' w, 8' hi | EA | 694
102219005440 | 10' high | Parts, wire mesh, wall panel w/serv wind, 5' w, 10' hi | EA | 678
102219005500 | Doors
102219005510 | Sliding
102219005520 | 3' x 7' | Partitions, wire mesh, doors, sliding, 3'x 7' | EA | 617
102219005540 | 3' x 8' | Partitions, wire mesh, doors, sliding, 3'x 8' | EA | 784
102219005560 | 3' x 10' | Partitions, wire mesh, doors, sliding, 3'x 10' | EA | 912
102219005580 | 4' x 7' | Partitions, wire mesh, doors, sliding, 4'x 7' | EA | 750
102219005590 | 4' x 8' | Partitions, wire mesh, doors, sliding, 4'x 8' | EA | 912
102219005600 | 4' x 10' | Partitions, wire mesh, doors, sliding, 4'x 10' | EA | 1028
102219005620 | 5' x 7' | Partitions, wire mesh, doors, sliding, 5'x 7' | EA | 898
102219005640 | 5' x 8' | Partitions, wire mesh, doors, sliding, 5'x 8' | EA | 1025
102219005660 | 5' x 10' | Partitions, wire mesh, doors, sliding, 5'x 10' | EA | 1104
102219005900 | Swing door
102219006000 | 3' x 7' | Partitions, wire mesh, doors, swing, 3'x 7' | EA | 548
102219006020 | 4' x 7' | Partitions, wire mesh, doors, swing, 4'x 7' | EA | 612
102219006030 | Swing door, with 1' transom
102219006040 | 3' x 7' | Partitions, wire mesh, door, swing, w/1' trans, 3'x 7' | EA | 736
102219006050 | 4' x 7' | Partitions, wire mesh, door, swing, w/1' trans, 4'x 7' | EA | 891
102219006060 | Swing door, with 3' transom
102219006070 | 3' x 7' | Partitions, wire mesh, door, swing, w/3' trans, 3'x 7' | EA | 946
102219006080 | 4' x 7' | Partitions, wire mesh, door, swing, w/3' trans, 4'x 7' | EA | 1063
102800000000 | TOILET, BATH AND LAUNDRY ACCESSORIES
102816000000 | BATH ACCESSORIES | BATH ACCESSORIES
102816001040 | Ash receiver, wall mounted, aluminum | Bath accessory, ash receiver, wall mounted, alum | EA | 296
102816001050 | Grab bar, 1-1/2" dia., stainless steel, wall mounted
102816001060 | 24" long | Bath accessory, grab bar, SS, 1-1/2" D, 24" | EA | 132
102816001080 | 36" long | Bath accessory, grab bar, SS, 1-1/2" D, 36" | EA | 146
102816001090 | 42" long | Bath accessory, grab bar, SS, 1-1/2" D, 42" | EA | 159
102816001100 | 48" long | Bath accessory, grab bar, SS, 1-1/2" D, 48" | EA | 173
102816001120 | 52" long | Bath accessory, grab bar, SS, 1-1/2" D, 52" | EA | 188
102816001130 | 1" dia., stainless steel
102816001140 | 12" long | Bath accessory, grab bar, SS, 1" D, 12" | EA | 92.55
102816001160 | 18" long | Bath accessory, grab bar, SS, 1" D, 18" | EA | 106
102816001180 | 24" long | Bath accessory, grab bar, SS, 1" D, 24" | EA | 118
102816001200 | 30" long | Bath accessory, grab bar, SS, 1" D, 30" | EA | 134
102816001220 | 36" long | Bath accessory, grab bar, SS, 1" D, 36" | EA | 148
102816001240 | 48" long | Bath accessory, grab bar, SS, 1" D, 48" | EA | 162
102816001245 | Clothes hook, commercial, chrome | Clothes hook, commercial, chrome | EA | 56.37
102816001250 | Stainless | Clothes hook, commercial, stainless | EA | 56.37
102816001300 | Hand dryer, surface mounted, 110 volt | Commercial hand dryer, surface mounted, 110 volt | EA | 1406
102816001320 | Medicine cabinet, 16 x 22, baked enamel, lighted | Medicine cabinet, 16 x 22, enamel, lighted | EA | 288
102816001340 | With mirror, lighted | Medicine cabinet, 16 x 22, enamel, lighted, mirror | EA | 432
102816001420 | Mirror, 1/4" plate glass, up to 10 sf | Mirror, 1/4" plate glass, up to 10 Sf | SF | 28.13
102816001430 | Mirror, stainless steel frame
102816001440 | 18"x24" | Mirror, SS frame, 18"x 24" | EA | 180
102816001460 | 18"x32" | Mirror, SS frame, 18"x 32" | EA | 208
102816001480 | 18"x36" | Mirror, SS frame, 18"x 36" | EA | 221
102816001500 | 24"x30" | Mirror, SS frame, 24"x 30" | EA | 227
102816001510 | 24"x36" | Mirror, SS frame, 24"x36" | EA | 243
102816001520 | 24"x48" | Mirror, SS frame, 24"x48" | EA | 347
102816001530 | 24"x60" | Mirror, SS frame, 24"x 60" | EA | 780
102816001560 | 30"x30" | Mirror, SS frame, 30"x30" | EA | 688
102816001580 | 30"x72" | Mirror, SS frame, 30"x72" | EA | 1193
102816001600 | 48"x72" | Mirror, SS frame, 48"x72" | EA | 1325
102816001640 | With shelf, 18"x24" | Mirror, SS frame, 18"x 24", w/shelf | EA | 503
102816001820 | Sanitary napkin dispenser, stainless steel | Sanitary napkin dispenser, SS, wall mounted | EA | 1189
102816001830 | Shower rod, 1" diameter
102816001835 | Shower seat, folding, teak (ADA) | Shower seat, folding, teak (ADA) | EA | 769
102816001840 | Chrome finish over brass | Shower rod, 1" D, chrome | EA | 449
102816001860 | Stainless steel | Shower rod, 1" D, SS | EA | 325
102816001900 | Soap dish, stainless steel, wall mounted | Soap dish, stainless steel, wall mounted | EA | 310
102816001903 | Soap dispenser, commercial
102816001905 | Minimum | Soap dispenser, commercial, SS, wall mounted, min. | EA | 137
102816001906 | Average | Soap dispenser, commercial, SS, wall mounted, avg. | EA | 164
102816001907 | Maximum | Soap dispenser, commercial, SS, wall mounted, max. | EA | 247
102816001910 | Toilet tissue dispenser, stainless, wall mounted
102816001920 | Single roll | Toilet tissue disp, SS, wall mounted, single | EA | 148
102816001940 | Double roll | Toilet tissue disp, SS, wall mounted, double | EA | 268
102816001945 | Towel dispenser, stainless steel
102816001950 | Flush mounted | Towel dispenser, SS, flush mounted | EA | 535
102816001960 | Surface mounted | Towel dispenser, SS, surface | EA | 739
102816001970 | Combination towel and waste receptacle | Combination towel dispenser & waste receptacle | EA | 1117
102816002000 | Towel bar, stainless steel
102816002020 | 18" long | Towel bar, SS, 18" long | EA | 190
102816002040 | 24" long | Towel bar, SS, 24" long | EA | 253
102816002060 | 30" long | Towel bar, SS, 30" long | EA | 265
102816002070 | 36" long | Towel bar, SS, 36" long | EA | 290
102816002080 | Toothbrush and tumbler holder | Toothbrush and tumbler holder | EA | 127
102816002100 | Waste receptacle, stainless steel, wall mounted | Waste receptacle, SS, wall mounted | EA | 871
104400000000 | FIRE PROTECTION SPECIALTIES
104400100000 | FIRE PROTECTION | FIRE PROTECTION
104400101000 | Portable fire extinguishers
104400101020 | Water pump tank type
104400101030 | 2.5 gal.
104400101040 | Red enameled galvanized | Fire exting, portable, water, 2.5 Gal, galv, red | EA | 208
104400101060 | Red enameled copper | Fire exting, portable, water, 2.5 gal, copper, red | EA | 290
104400101080 | Polished copper | Portable fire ext, water pump tank, 2.5 gal, copper | EA | 365
104400101200 | Carbon dioxide type, red enamel steel
104400101210 | Squeeze grip with hose and horn
104400101220 | 2.5 lb | Fire exting, portable, CO2, 2.5 lb | EA | 295
104400101240 | 5 lb | Fire exting, portable, CO2, 5 lb | EA | 410
104400101260 | 10 lb | Fire exting, portable, CO2, 10 lb | EA | 438
104400101280 | 15 lb | Portable fire ext, CO, enamel steel, Sq grip, 15 lb | EA | 497
104400101300 | 20 lb | Portable fire ext, CO, enamel steel, Sq grip, 20 lb | EA | 594
104400101310 | Wheeled type
104400101320 | 125 lb | Portable fire ext, steel, wheel type, 125 lb | EA | 4695
104400101340 | 250 lb | Portable fire ext, steel, wheel type, 250 lb | EA | 5900
104400101360 | 500 lb | Portable fire ext, steel, wheel type, 500 lb | EA | 7581
104400101400 | Dry chemical, pressurized type
104400101405 | Red enameled steel
104400101410 | 2.5 lb | Portable fire ext, dry chemical, press, enamel, 2.5 lb | EA | 122
104400101430 | 5 lb | Portable fire ext, dry chemical, press, enamel, 5 lb | EA | 158
104400101440 | 10 lb | Portable fire ext, dry chemical, press, enamel, 10 lb | EA | 291
104400101450 | 20 lb | Portable fire ext, dry chemical, press, enamel, 20 lb | EA | 369
104400101460 | 30 lb | Portable fire ext, dry chemical, press, enamel, 30 lb | EA | 441
104400101480 | Chrome plated steel, 2.5 lb | Portable fire ext, dry chemical, press, chrome, 2.5 lb | EA | 382
104400101500 | Other type extinguishers
104400101510 | 2.5 gal, stainless steel, pressurized water tanks | Fire ext, 2.5 gal, SS, pressurized water | EA | 300
104400101520 | Soda and acid type | Fire ext, 2.5 gal, SS, soda and acid type | EA | 255
104400101530 | Cartridge operated, water type | Fire ext, 2.5 gal, SS, cartridge op, water type | EA | 232
104400101540 | Loaded stream, water type | Fire ext, 2.5 gal, SS, laded stream, water type | EA | 270
104400101550 | Foam type | Fire ext, 2.5 gal, SS, fam type | EA | 346
104400101560 | 40 gal, wheeled foam type | Fire ext, 40 gal, SS, wheeled foam type | EA | 6946
104400101600 | Fire extinguisher cabinets
104400101605 | Enameled steel
104400101610 | 8" x 12" x 27" | Fire exting cabinets, enameled steel, 8 x 12 x 27 | EA | 302
104400101620 | 8" x 16" x 38" | Fire exting cabinets, enameled steel, 8 x 16 x 38 | EA | 339
104400101625 | Aluminum
104400101630 | 8" x 12" x 27" | Fire ext cabinet, aluminum, 8" x 12" x 27 | EA | 393
104400101640 | 8" x 16" x 38" | Fire ext cabinet, aluminum, 8" x 16" x 38" | EA | 446
104400101655 | Stainless steel
104400101660 | 8" x 16" x 38" | Fire ext cabinet, SS, 8" x 16" x 38" | EA | 431
105100000000 | LOCKERS
105100100000 | LOCKERS | LOCKERS
105100100080 | Locker bench, floor mounted, laminated maple
105100100100 | 4' | Locker bench, floor mounted, laminated maple, 4' | EA | 498
105100100120 | 6' | Locker bench, floor mounted, laminated maple, 6' | EA | 673
105100100130 | Wardrobe locker, 12" x 60" x 15", baked on enamel
105100100140 | 1-tier | Wardrobe locker, 12"x 60"x 15", enamel, 1-tier | EA | 511
105100100160 | 2-tier | Wardrobe locker, 12"x 60"x 15", enamel, 2-tier | EA | 534
105100100180 | 3-tier | Wardrobe locker, 12"x 60"x 15", enamel, 3-tier | EA | 592
105100100200 | 4-tier | Wardrobe locker, 12"x 60"x 15", enamel, 4-tier | EA | 640
105100100240 | 12" x 72" x 15", baked on enamel
105100100260 | 1-tier | Wardrobe locker, 12"x 72"x 15", enamel, 1-tier | EA | 434
105100100280 | 2-tier | Wardrobe locker, 12"x 75"x 15", enamel, 2-tier | EA | 519
105100100300 | 4-tier | Wardrobe locker, 12"x 75"x 15", enamel, 4-tier | EA | 635
105100100320 | 5-tier | Wardrobe locker, 12"x 75"x 15", enamel, 5-tier | EA | 635
105100101200 | 15" x 60" x 15", baked on enamel
105100101220 | 1-tier | Wardrobe locker, 15"x 60"x 15", enamel, 1-tier | EA | 560
105100101240 | 4-tier | Wardrobe locker, 15"x 60"x 15", enamel, 4-tier | EA | 608
105100102040 | Wardrobe locker, single tier type
105100102060 | 12" x 15" x 72" | Wardrobe locker, single tier type, 12"x15"x72" | EA | 432
105100102080 | 18" x 15" x 72" | Wardrobe locker, single tier type, 18"x15"x72" | EA | 516
105100102100 | 12" x 18" x 72" | Wardrobe locker, single tier type, 12"x18"x72" | EA | 473
105100102120 | 18" x 18" x 72" | Wardrobe locker, single tier type, 18"x18"x72" | EA | 590
105100102140 | Double tier type
105100102160 | 12" x 15" x 36" | Wardrobe locker, dbl tier type, 12"x15"x36" | EA | 320
105100102180 | 18" x 15" x 36" | Wardrobe locker, dbl tier type, 18"x15"x36" | EA | 312
105100102200 | 12" x 18" x 36" | Wardrobe locker, dbl tier type, 12"x18"x36" | EA | 327
105100102220 | 18" x 18" x 36" | Wardrobe locker, dbl tier type, 18"x18"x36" | EA | 351
105100102240 | Two person unit
105100102260 | 18" x 15" x 72" | Wardrobe locker, 2 person unit, 18"x15"x72" | EA | 877
105100102280 | 18" x 18" x 72" | Wardrobe locker, 2 person unit, 18"x18"x72" | EA | 999
105100102300 | Duplex unit
105100102320 | 15" x 15" x 72" | Wardrobe locker, duplex unit, 15"x15"x72" | EA | 840
105100102340 | 15" x 21" x 72" | Wardrobe locker, duplex unit, 15"x21"x72" | EA | 878
105100102400 | Basket lockers, basket sets with baskets
105100102440 | 24 basket set | Basket lockers, sets w/baskets, conc, 24 basket set | SET | 2272
105100102460 | 30 basket set | Basket lockers, sets w/baskets, conc, 30 basket set | SET | 2740
105100102480 | 36 basket set | Basket lockers, sets w/baskets, conc, 36 basket set | SET | 3205
105100102500 | 42 basket set | Basket lockers, sets w/baskets, conc, 42 basket set | SET | 3636
105500000000 | POSTAL SPECIALTIES
105500100000 | POSTAL SPECIALTIES | POSTAL SPECIALTIES
105500101500 | Mail chutes
105500101520 | Single mail chute
105500101530 | Finished aluminum | Mail chutes, single, finished aluminum | LF | 1178
105500101540 | Bronze | Mail chutes, single, bronze | LF | 1561
105500101560 | Single mail chute receiving box
105500101580 | Finished aluminum | Single mail chute receiving box, finished aluminum | EA | 1852
105500101600 | Bronze | Single mail chute receiving box, bronze | EA | 2140
105500101620 | Twin mail chute, double parallel
105500101630 | Finished aluminum | Twin mail chute, double parallel, finished aluminum | FLR | 2533
105500101640 | Bronze | Twin mail chute, double parallel, bronze | FLR | 3187
105500101660 | Receiving box, 36" x 20" x 12"
105500101680 | Finished aluminum | Mail chutes, receiving box, 36"x20"x12", fin alum | EA | 4000
105500101690 | Bronze | Mail chutes, receiving box, 36"x20"x12", bronze | EA | 5155
105500101700 | Locked receiving mail box
105500101720 | Finished aluminum | Locked receiving mail box, finished aluminum | EA | 1866
105500101730 | Bronze | Locked receiving mail box, bronze | EA | 3251
105500101750 | Commercial postal accessories for mail chutes
105500101760 | Letter slot, brass | Mail chutes, commercial access, letter slot, brass | EA | 274
105500101770 | Bulk mail slot, brass | Mail chutes, commercial access, bulk mail slot, brass | EA | 429
105500101780 | Mail boxes
105500101790 | Residential postal accessories
105500101800 | Letter slot | Postal accessory, residential letter slot | EA | 150
105500101810 | Rural letter box | Postal accessory, rural letter box | EA | 314
105500101820 | Apartment house, keyed, 3.5" x 4.5" x 16" | Postal accessory, apt, keyed, 3.5 x 4.5 x 16 | EA | 224
105500101830 | Ranch style | Postal accessory, ranch style | EA | 252
105500101840 | Commercial postal accessories
105500101860 | Letter box, with combination lock | Postal accessory, commercial, letter box, w/combin | EA | 182
105500101880 | Key lock | Postal accessory, commercial, key lock | EA | 197
105500101980 | Mail box, aluminum w/glass front, 4x5
105500102000 | Horizontal rear load | Mail box, alum w/glass front, 4x5, horiz rear load | EA | 278
105500102020 | Vertical front load | Mail box, alum w/glass front, 4x5, vert front load | EA | 162
105700000000 | WARDROBE AND CLOSET SPECIALTIES
105700100000 | WARDROBE SPECIALTIES | WARDROBE SPECIALTIES
105700101000 | Hospital wardrobe units, 24" x 24" x 76", with door
105700101020 | Baked enameled steel | Hosp wrdrb units, 24"x 24"x 76", w/door, bk enml stl | EA | 5690
105700101040 | Hardwood | Hosp wardrobe units, 24"x 24"x 76", w/door, hardwood | EA | 3253
105700101060 | Stainless steel | Hosp wardrobe units, 24"x 24"x 76", w/door, stnls stl | EA | 9196
105700101080 | Plastic laminated | Hosp wardrobe units, 24"x 24"x 76", w/door, plast lam | EA | 3604
105700102000 | Dormitory wardrobe units, 24" x 76", with door
105700102020 | Hardwood | Dormitory wardrobe units, 24"x 76", w/door, hardwood | EA | 3374
105700102040 | Plastic laminated | Dormitory wardrobe units, 24"x 76", w/door, plast lam | EA | 3088
105700103000 | Hat and coat rack
105700103020 | Single tier
105700103040 | Baked enameled steel | Hat and coat rack, single tier, baked enameled steel | EA | 351
105700103060 | Stainless steel | Hat and coat rack, single tier, stainless steel | EA | 394
105700103080 | Aluminum | Hat and coat rack, single tier, aluminum | EA | 362
105700103100 | Double tier
105700103120 | Baked enameled steel | Hat and coat rack, double tier, baked enameled steel | EA | 644
105700103140 | Stainless steel | Hat and coat rack, double tier, stainless steel | EA | 871
105700103160 | Aluminum | Hat and coat rack, double tier, aluminum | EA | 716
105723000000 | SHELVING | SHELVING
105723000980 | Shelving, enamel, closed side and back, 12" x 36"
105723001000 | 5 shelves | Shelving, enml, closed side & back, 12"x 36", 5 shelve | EA | 488
105723001020 | 8 shelves | Shelving, enml, closed side & back, 12"x 36", 8 shelve | EA | 569
105723001030 | Open
105723001040 | 5 shelves | Shelving, enamel, open, 5 shelves | EA | 316
105723001060 | 8 shelves | Shelving, enamel, open, 8 shelves | EA | 380
105723002000 | Metal storage shelving, baked enamel
105723002030 | 7 shelf unit, 72" or 84" high
105723002040 | 10" shelf | Metal stor shelving, bk enamel, 7 shelf, 10" shelf | LF | 143
105723002050 | 12" shelf | Metal stor shelving, bk enamel, 7 shelf, 12" shelf | LF | 154
105723002060 | 15" shelf | Metal stor shelving, bk enamel, 7 shelf, 15" shelf | LF | 207
105723002070 | 18" shelf | Metal stor shelving, bk enamel, 7 shelf, 18" shelf | LF | 213
105723002080 | 24" shelf | Metal stor shelving, bk enamel, 7 shelf, 24" shelf | LF | 242
105723002090 | 30" shelf | Metal stor shelving, bk enamel, 7 shelf, 30" shelf | LF | 244
105723002100 | 36" shelf | Metal stor shelving, bk enamel, 7 shelf, 36" shelf | LF | 278
105723002200 | 4 shelf unit, 40" high
105723002230 | 10" shelf | Metal stor shelving, bk enamel, 4 shelf, 10" shelf | LF | 151
105723002240 | 12" shelf | Metal stor shelving, bk enamel, 4 shelf, 12" shelf | LF | 164
105723002250 | 15" shelf | Metal stor shelving, bk enamel, 4 shelf, 15" shelf | LF | 191
105723002260 | 18" shelf | Metal stor shelving, bk enamel, 4 shelf, 18" shelf | LF | 209
105723002270 | 24" shelf | Metal stor shelving, bk enamel, 4 shelf, 24" shelf | LF | 274
105723002300 | 3 shelf unit, 32" high
105723002320 | 10" shelf | Metal stor shelving, bk enamel, 3 shelf, 10" shelf | LF | 113
105723002340 | 12" shelf | Metal stor shelving, bk enamel, 3 shelf, 12" shelf | LF | 115
105723002350 | 15" shelf | Metal stor shelving, bk enamel, 3 shelf, 15" shelf | LF | 124
105723002360 | 18" shelf | Metal stor shelving, bk enamel, 3 shelf, 18" shelf | LF | 130
105723002370 | 24" shelf | Metal stor shelving, bk enamel, 3 shelf, 24" shelf | LF | 141
105723002400 | Single shelf unit, attached to masonry
105723002410 | 10" shelf | Single shelf unit, attached to masonry, 10" shelf | LF | 38.74
105723002420 | 12" shelf | Single shelf unit, attached to masonry, 12" shelf | LF | 42.58
105723002430 | 15" shelf | Single shelf unit, attached to masonry, 15" shelf | LF | 44.43
105723002440 | 18" shelf | Single shelf unit, attached to masonry, 18" shelf | LF | 48.98
105723002450 | 24" shelf | Single shelf unit, attached to masonry, 24" shelf | LF | 57.24
105723002460 | For stainless steel, add to material, 120%
105723002470 | For attachment to gypsum board, add to labor, 50%
105723002500 | Built-in wood shelves
105723002520 | Posts and trimmed plywood | Built-in wood, posts and trimmed plywood | LF | 19.55
105723002540 | Solid clear pine | Built-in wood, solid clear pine | LF | 24.97
105723002560 | Closet shelf, pine with rod | Closet shelf, pine with rod | LF | 20.98
105723002580 | For lumber edge band, add to material | For lumber edge band, add to material | LF | 4.3
105723002590 | For prefinished shelves, add to material, 225%
107500000000 | FLAGPOLES
107500100000 | FLAGPOLES | FLAGPOLES
107500102020 | Installed in concrete base
107500102030 | Fiberglass
107500102040 | 25' high | Flagpole, concrete base, fiberglass, 25' high | EA | 2751
107500102080 | 50' high | Flagpole, concrete base, fiberglass, 50' high | EA | 7203
107500102100 | Aluminum
107500102120 | 25' high | Flagpole, concrete base, aluminum, 25' high | EA | 2685
107500102140 | 50' high | Flagpole, concrete base, aluminum, 50' high | EA | 5605
107500102160 | Bonderized steel
107500102180 | 25' high | Flagpole, concrete base, bonderized steel, 25' high | EA | 3029
107500102200 | 50' high | Flagpole, concrete base, bonderized steel, 50' high | EA | 6434
107500102220 | Freestanding tapered, fiberglass
107500102240 | 30' high | Flagpole, freestanding tapered, fiberglass, 30' high | EA | 3214
107500102260 | 40' high | Flagpole, freestanding tapered, fiberglass, 40' high | EA | 4159
107500102280 | 50' high | Flagpole, freestanding tapered, fiberglass, 50' high | EA | 9526
107500102300 | 60' high | Flagpole, freestanding tapered, fiberglass, 60' high | EA | 10268
107500102400 | Wall mounted, with collar, brushed aluminum finish
107500102420 | 15' long | Flagpole, wall mount, w/collar, brushed alum, 15' long | EA | 2441
107500102440 | 18' long | Flagpole, wall mount, w/collar, brushed alum, 18' long | EA | 2706
107500102460 | 20' long | Flagpole, wall mount, w/collar, brushed alum, 20' long | EA | 2940
107500102480 | 24' long | Flagpole, wall mount, w/collar, brushed alum, 24' long | EA | 3176
107500102500 | Outrigger, wall, including base
107500102520 | 10' long | Flagpole, outrigger, wall, incl base, 10' long | EA | 2606
107500102540 | 20' long | Flagpole, outrigger, wall, incl base, 20' long | EA | 3412
108100000000 | PEST CONTROL DEVICES
108100100000 | PEST CONTROL | PEST CONTROL
108100101000 | Termite control
108100101010 | Under slab spraying
108100101020 | Minimum | Termite control, under slab spraying, minimum | SF | 1.47
108100101040 | Average | Termite control, under slab spraying, average | SF | 1.63
108100101120 | Maximum | Termite control, under slab spraying, maximum | SF | 2.51
110000000000 | EQUIPMENT
111100000000 | ARCHITECTURAL EQUIPMENT
111100100000 | SPECIAL SYSTEMS | SPECIAL SYSTEMS
111100101980 | Air compressor, air cooled, two stage
111100102000 | 5.0 cfm, 175 psi | Air compressor, air cooled, 2 stage, 5 cfm, 175 psi | EA | 4636
111100102020 | 10 cfm, 175 psi | Air compressor, air cooled, 2 stage, 10 cfm, 175 psi | EA | 5460
111100102030 | 20 cfm, 175 psi | Air compressor, air cooled, 2 stage, 20 cfm, 175 psi | EA | 6917
111100102040 | 50 cfm, 125 psi | Air compressor, air cooled, 2 stage, 50 cfm, 125 psi | EA | 9334
111100102050 | 80 cfm, 125 psi | Air compressor, air cooled, 2 stage, 80 cfm, 125 psi | EA | 12538
111100102055 | Single stage, 125 psi
111100102060 | 1.0 cfm | Air compressor, air cooled, 1 stage, 125 psi, 1 cfm | EA | 4024
111100102080 | 1.5 cfm | Air compressor, air cooled, 1 stage, 125 psi, 1.5 cfm | EA | 4071
111100102090 | 2.0 cfm | Air compressor, air cooled, 1 stage, 125 psi, 2 cfm | EA | 4137
111100108000 | Automotive, hose reel, air and water, 50' hose | Automotive, hose reel, air & water, 50' hose | EA | 2023
111100108010 | Lube equipment, 3 reel, with pumps | Lube equipment, 3 reel, with pumps | EA | 10269
111100108015 | Tire changer
111100108020 | Truck | Tire changer, truck | EA | 16435
111100108030 | Passenger car | Tire changer, passenger car | EA | 4270
111100108040 | Air hose reel, includes 50' hose | Air hose reel, includes 50' hose | EA | 1637
111100108050 | Hose reel, 5 reel, motor oil, gear oil, lube, air & water | Hose reel, 5 reel, motor oil, gear oil, lube, air/wtr | EA | 12423
111100108100 | Water hose reel, 50' hose | Water hose reel, 50' hose | EA | 1637
111100108120 | Pump, for motor or gear oil, fits 55 gal drum | Pump, air op, motor or gear oil, fits 55 gal drum | EA | 1326
111100108140 | For chassis lube | Pump, air op, chasis lube | EA | 2111
111100108490 | Fuel dispensing pump, lighted dial, one product
111100108500 | One hose | Fuel dispensing pump, one product, one hose | EA | 5160
111100108520 | Two hose | Fuel dispensing pump, one product, two hose | EA | 8532
111100108530 | Two products, two hose | Fuel dispensing pump, two product, two hose | EA | 8948
111300000000 | LOADING DOCK EQUIPMENT
111300100000 | LOADING DOCK EQUIPMENT | LOADING DOCK EQUIPMENT
111300100080 | Dock leveler, 10 ton capacity
111300100100 | 6' x 8' | Dock leveler, 10 ton capacity, 6'x 8' | EA | 7528
111300100120 | 7' x 8' | Dock leveler, 10 ton capacity, 7'x 8' | EA | 8525
111300100160 | Bumpers, laminated rubber
111300100165 | 4-1/2" thick
111300100170 | 6" x 14" | Bumpers, laminated rubber, 4-1/2" thick, 6"x 14" | EA | 98.26
111300100175 | 6" x 36" | Bumpers, laminated rubber, 4-1/2" thick, 6"x 36" | EA | 174
111300100180 | 10" x 14" | Bumpers, laminated rubber, 4-1/2" thick, 10"x 14" | EA | 131
111300100200 | 10" x 24" | Bumpers, laminated rubber, 4-1/2" thick, 10"x 24" | EA | 184
111300100220 | 10" x 36" | Bumpers, laminated rubber, 4-1/2" thick, 10"x 36" | EA | 257
111300100240 | 12" x 14" | Bumpers, laminated rubber, 4-1/2" thick, 12"x 14" | EA | 158
111300100260 | 12" x 24" | Bumpers, laminated rubber, 4-1/2" thick, 12"x 24" | EA | 225
111300100280 | 12" x 36" | Bumpers, laminated rubber, 4-1/2" thick, 12"x 36" | EA | 314
111300100290 | 6" thick
111300100300 | 10" x 14" | Bumpers, laminated rubber, 6" thick, 10"x 14" | EA | 154
111300100320 | 10" x 24" | Bumpers, laminated rubber, 6" thick, 10"x 24" | EA | 169
111300100340 | 10" x 36" | Bumpers, laminated rubber, 6" thick, 10"x 36" | EA | 334
111300100350 | Extruded rubber bumpers
111300100351 | T-section, 22" x 22" x 3" | Extruded rubber bumpers, T-section, 22"x 22"x 3" | EA | 210
111300100355 | Molded rubber bumpers
111300100356 | 24" x 12" x 3" thick | Molded rubber bumpers, 24"x 12"x 3" thick | EA | 150
111300100360 | Door seal, 12" x 12", vinyl covered | Door seal, 12"x 12", vinyl covered | LF | 87.2
111300101000 | Dock boards, heavy duty, 5' x 5'
111300101010 | 5000 lb
111300101020 | Minimum | Dock boards, heavy duty, 5'x 5', 5000 lb, minimum | EA | 2261
111300101040 | Maximum | Dock boards, heavy duty, 5000 lb, 5'x 5', maximum | EA | 2427
111300101050 | 9000 lb
111300101060 | Minimum | Dock boards, heavy duty, 5'x 5', 9000 lb, minimum | EA | 2503
111300101070 | Maximum | Dock boards, heavy duty, 5'x 5', 9000 lb, maximum | EA | 2925
111300101080 | 15,000 lb | Dock boards, heavy duty, 5'x 5', 15000 lb | EA | 3221
111300101200 | Truck shelters
111300101220 | Minimum | Truck shelters, minimum | EA | 1948
111300101240 | Maximum | Truck shelters, maximum | EA | 3366
111500000000 | SECURITY CONTROL EQUIPMENT
111500100000 | SECURITY EQUIPMENT | SECURITY EQUIPMENT
111500101000 | Bulletproof teller window
111500101020 | 4' x 4' | Bulletproof teller window, 4'x 4' | EA | 4442
111500101040 | 5' x 4' | Bulletproof teller window, 5'x 4' | EA | 5609
111500101045 | Bulletproof partitions
111500101050 | Up to 12' high, 2.5" thick | Bulletproof partitions, Up to 12' high, 2.5" thick | SF | 266
111500101060 | Counter for banks
111500101080 | Minimum | Counter for banks, minimum | LF | 1250
111500101100 | Maximum | Counter for banks, maximum | LF | 5133
111500101280 | Drive-up window
111500101300 | Minimum | Drive-up window, minimum | EA | 7931
111500101310 | Maximum | Drive-up window, maximum | EA | 10053
111500101400 | Night depository
111500101420 | Minimum | Night depository, minimum | EA | 13848
111500101440 | Maximum | Night depository, maximum | EA | 20753
111500101450 | Office safes, 30" x 20" x 20", 1 hr rating | Office safes, 30"x 20"x 20", 1 hr rating | EA | 5136
111500101460 | 30" x 16" x 15", 2 hr rating | Office safes, 30"x 16"x 15", 2 hr rating | EA | 2684
111500101470 | 30" x 28" x 20", H&G rating | Office safes, 30"x 28"x 20", H&G rating | EA | 5942
111500101600 | Service windows, pass through painted steel
111500101620 | 24" x 36" | Service windows, pass thru painted steel, 24"x 36" | EA | 5066
111500101640 | 48" x 40" | Service windows, pass thru painted steel, 48"x 40" | EA | 7644
111500101660 | 72" x 40" | Service windows, pass thru painted steel, 72"x 40" | EA | 9951
111500101670 | Special doors and windows
111500101680 | 3' x 7' bulletproof door with frame | 3'x 7' bulletproof door with frame | EA | 9622
111500101690 | 12" x 12" vision panel | 3'x 7' bulletprf door w/frame, 12"x12" vision panel | EA | 5484
111500101700 | Surveillance system
111500101720 | Minimum | Surveillance system, minimum | EA | 10013
111500101740 | Maximum | Surveillance system, maximum | EA | 23323
111500102040 | Vault door, 3' wide, 6'6" high
111500102060 | 3-1/2" thick | Vault door, 3' wide, 6'6" high, 3-1/2" thick | EA | 15671
111500102070 | 7" thick | Vault door, 3' wide, 6'6" high, 7" thick | EA | 22370
111500102080 | 10" thick | Vault door, 3' wide, 6'6" high, 10" thick | EA | 27270
111500102160 | Insulated vault door
111500102170 | 2 hr rating
111500102180 | 32" wide | Insulated vault door, 2 hr rating, 32" wide | EA | 6263
111500102200 | 40" wide | Insulated vault door, 2 hr rating, 40" wide | EA | 6919
111500102210 | 4 hr rating
111500102220 | 32" wide | Insulated vault door, 4 hr rating, 32" wide | EA | 6939
111500102240 | 40" wide | Insulated vault door, 4 hr rating, 40" wide | EA | 8046
111500102250 | 6 hr rating
111500102260 | 32" wide | Insulated vault door, 6 hr rating, 32" wide | EA | 7849
111500102280 | 40" wide | Insulated vault door, 6 hr rating, 40" wide | EA | 9131
111500103100 | Insulated file room door
111500103110 | 1 hr rating
111500103120 | 32" wide | Insulated file room door, 1 hr rating, 32" wide | EA | 6183
111500103140 | 40" wide | Insulated file room door, 1 hr rating, 40" wide | EA | 6877
111600000000 | VAULTS
111600100000 | VAULTS | VAULTS
111600101000 | Floor safes
111600101005 | Class C
111600101010 | 1.0 cf | Floor safes, class C, 1.0 cf | EA | 1365
111600101020 | 1.3 cf | Floor safes, class C, 1.3 cf | EA | 1538
111600101040 | 1.9 cf | Floor safes, class C, 1.9 cf | EA | 2021
111600101060 | 5.2 cf | Floor safes, class C, 5.2 cf | EA | 3981
112100000000 | RETAIL AND SERVICE EQUIPMENT
112133000000 | CHECKROOM EQUIPMENT | CHECKROOM EQUIPMENT
112133001000 | Motorized checkroom equipment
112133001020 | No shelf system, 6'4" height
112133001040 | 7'6" length | Motorized checkroom equip, no shelf, 6'4" h, 7'6" l | EA | 6959
112133001060 | 14'6" length | Motorized checkroom equip, no shelf, 6'4" h, 14'6" l | EA | 7030
112133001080 | 28' length | Motorized checkroom equipment, no shelf, 6'4" h, 28' | EA | 8298
112133001100 | One shelf, 6'8" height
112133001120 | 7'6" length | Motorized checkroom equi, one shelf, 6'8" h, 7'6" l | EA | 8346
112133001140 | 14'6" length | Motorized checkroom equi, one shelf, 6'8" h, 14'6" l | EA | 8544
112133001160 | 28' length | Motorized checkroom equi, one shelf, 6'8" h, 28' l | EA | 10108
112133001180 | Two shelves, 7'5" height
112133001200 | 7'6" length | Motorized checkroom equip, 2 shelf, 7'5" h, 7'6" l | EA | 10064
112133001220 | 14'6" length | Motorized checkroom equip, 2 shelf, 7'5" h, 14'6" l | EA | 12495
112133001240 | 28' length | Motorized checkroom equip, 2 shelf, 7'5" h, 28' l | EA | 12737
112133001300 | Three shelves, 8' height
112133001320 | 7'6" length | Motorized checkroom equip, 3 shelf, 8' h, 7'6" l | EA | 11091
112133001340 | 14'6" length | Motorized checkroom equip, 3 shelf, 8' h, 14'6" l | EA | 13543
112133001360 | 28' length | Motorized checkroom equip, 3 shelf, 8' h, 28' l | EA | 13650
112133001400 | Four shelves, 8'7" height
112133001420 | 7'6" length | Motorized checkroom equip, 4 shelf, 8'7" h, 7'6" l | EA | 11195
112133001440 | 14'6" length | Motorized checkroom equip, 4 shelf, 8'7" h, 14'6" l | EA | 13832
112133001460 | 28' length | Motorized checkroom equip, 4 shelf, 8'7" h, 28' l | EA | 14105
112300000000 | LAUNDRY EQUIPMENT
112300100000 | LAUNDRY EQUIPMENT | LAUNDRY EQUIPMENT
112300101000 | High capacity, heavy duty
112300101020 | Washer extractors
112300101030 | 135 lb
112300101040 | Standard | High cap, HD, washer extractors, 135 lb, std | EA | 41595
112300101060 | Pass through | High cap, HD, washer extractors, 135 lb, pass thru | EA | 47696
112300101070 | 200 lb
112300101080 | Standard | High cap, HD, washer extractors, 200 lb, std | EA | 50926
112300101100 | Pass through | High cap, HD, washer extractors, 200 lb, pass thru | EA | 61693
112300101120 | 110 lb dryer | High cap, HD, 110 lb dryer | EA | 16073
112300101140 | Hand operated presser | Hand operated presser | EA | 11952
112300101160 | Mushroom press | Mushroom press | EA | 7811
112300101200 | Spreader feeders
112300101220 | 2 station | Spreader feeders, 2 station | EA | 79472
112300101240 | 4 station | Spreader feeders, 4 station | EA | 94483
112300101300 | Delivery carts
112300101320 | 12 bushel | Delivery carts, 12 bushel | EA | 411
112300101340 | 16 bushel | Delivery carts, 16 bushel | EA | 505
112300101350 | 18 bushel | Delivery carts, 18 bushel | EA | 633
112300101360 | 30 bushel | Delivery carts, 30 bushel | EA | 911
112300101370 | 40 bushel | Delivery carts, 40 bushel | EA | 1093
112300101500 | Low capacity
112300101520 | Pressers
112300101530 | Air operated | Low capacity, pressers, air operated | EA | 8898
112300101540 | Hand operated | Low capacity, pressers, hand operated | EA | 7112
112300101560 | Extractor, low capacity | Extractor, low capacity | EA | 6508
112300101570 | Ironer, 48" | Ironer, 48" | EA | 4833
112300101600 | Coin washers
112300101610 | 10 lb capacity | Coin washers, 10 lb capacity | EA | 2430
112300101620 | 20 lb capacity | Coin washers, 20 lb capacity | EA | 5520
112300101630 | Coin dryer | Coin dryer | EA | 1179
112300101680 | Coin dry cleaner, 20 lb | Coin dry cleaner, 20 lb | EA | 4997
112400000000 | MAINTENANCE EQUIPMENT
112400100000 | MAINTENANCE EQUIPMENT | MAINTENANCE EQUIPMENT
112400101000 | Vacuum cleaning system
112400101010 | 3 valves
112400101020 | 1.5 hp | Vacuum cleaning system, 3 valves, 1.5 hp | EA | 2090
112400101030 | 2.5 hp | Vacuum cleaning system, 3 valves, 2.5 hp | EA | 2589
112400101040 | 5 valves | Vacuum cleaning system, 3 valves, 5 valves | EA | 3851
112400101060 | 7 valves | Vacuum cleaning system, 3 valves, 7 valves | EA | 4999
112600000000 | FOOD SERVICE EQUIPMENT
112600100000 | FOOD SERVICE EQUIPMENT | FOOD SERVICE EQUIPMENT
112600100100 | Commercial water filtration systems
112600100120 | Minimum | Commercial water filter, 5 cartridge, min. | EA | 1438
112600100140 | Average | Commercial water filter, 5 cartridge, avg. | EA | 2013
112600100160 | Maximum | Commercial water filter, 5 cartridge, max. | EA | 3128
112600101000 | Unit kitchens
112600101020 | 30" compact kitchen
112600101040 | Refrigerator, with range, sink | 30" compact kitchen, refrigerator, range, sink | EA | 2343
112600101060 | Sink only | 30" compact kitchen, sink only | EA | 2732
112600101080 | Range only | 30" compact kitchen, range only | EA | 2205
112600101100 | Cabinet for upper wall section | 30" compact kitchen, cabinet for upper wall section | EA | 615
112600101120 | Stainless shield, for rear wall | 30" compact kitchen, stainless shield, for rear wall | EA | 234
112600101140 | Side wall | 30" compact kitchen, stainless shield, for side wall | EA | 181
112600101200 | 42" compact kitchen
112600101220 | Refrigerator with range, sink | 42" compact kitchen, refrigerator, range, sink | EA | 2812
112600101240 | Sink only | 42" compact kitchen, sink only | EA | 1699
112600101260 | Cabinet for upper wall section | 42" compact kitchen, cabinet for upper wall section | EA | 1132
112600101280 | Stainless shield, for rear wall | 42" compact kitchen, stainless shield, for rear wall | EA | 834
112600101290 | Side wall | 42" compact kitchen, stainless shield, for side wall | EA | 258
112600101300 | 54" compact kitchen
112600101310 | Refrigerator, oven, range, sink | 54" compact kitchen, refrigerator, oven, range, sink | EA | 3744
112600101320 | Cabinet for upper wall section | 54" compact kitchen, cabinet for upper wall section | EA | 1449
112600101330 | Stainless shield, for
112600101340 | Rear wall | 54" compact kitchen, stainless shield, for rear wal | EA | 837
112600101350 | Side wall | 54" compact kitchen, stainless shield, for side wall | EA | 261
112600101400 | 60" compact kitchen
112600101420 | Refrigerator, oven, range, sink | 60" compact kitchen, refrigerator, oven, range, sink | EA | 4872
112600101440 | Cabinet for upper wall section | 60" compact kitchen, cabinet for upper wall section | EA | 458
112600101450 | Stainless shield, for
112600101460 | Rear wall | 60" compact kitchen, stainless shield, for rear wall | EA | 991
112600101480 | Side wall | 60" compact kitchen, stainless shield, for side wall | EA | 278
112600101490 | 72" compact kitchen
112600101500 | Refrigerator, oven, range, sink | 72" compact kitchen, refrigerator, oven, range, sink | EA | 5215
112600101510 | Cabinet for upper wall section | 72" compact kitchen, cabinet for upper wall section | EA | 473
112600101520 | Stainless shield for
112600101540 | Rear wall | 72" compact kitchen, stainless shield for rear wall | EA | 1071
112600101550 | Side wall | 72" compact kitchen, stainless shield, for side wall | EA | 282
112600101560 | Bake oven
112600101580 | Single deck
112600101620 | Minimum | Bake oven, single deck, minimum | EA | 4655
112600101640 | Maximum | Bake oven, single deck, maximum | EA | 8910
112600101650 | Double deck
112600101660 | Minimum | Bake oven, double deck, minimum | EA | 8247
112600101670 | Maximum | Bake oven, double deck, maximum | EA | 25545
112600101680 | Triple deck
112600101690 | Minimum | Bake oven, triple deck, minimum | EA | 28893
112600101700 | Maximum | Bake oven, triple deck, maximum | EA | 51573
112600101710 | Convection type oven, electric, 40" x 45" x 57"
112600101720 | Minimum | Convection oven, electric, 40"x 45"x 57", minimum | EA | 4590
112600101740 | Maximum | Convection oven, electric, 40"x 45"x 57", maximum | EA | 8104
112600101800 | Broiler, without oven, 69" x 26" x 39"
112600101820 | Minimum | Broiler, without oven, 69"x 26"x 39", minimum | EA | 7251
112600101840 | Maximum | Broiler, without oven, 69"x 26"x 39", maximum | EA | 11383
112600101900 | Coffee urns, 10 gallons
112600101920 | Minimum | Coffee urns, 10 gallons, minimum | EA | 5720
112600101940 | Maximum | Coffee urns, 10 gallons, maximum | EA | 6572
112600102000 | Fryer, with submerger
112600102010 | Single
112600102020 | Minimum | Fryer, with submerger, single, minimum | EA | 2396
112600102040 | Maximum | Fryer, with submerger, single, maximum | EA | 6400
112600102050 | Double
112600102060 | Minimum | Fryer, with submerger, double, minimum | EA | 3905
112600102080 | Maximum | Fryer, with submerger, double, maximum | EA | 20099
112600102100 | Griddle, counter
112600102110 | 3' long
112600102120 | Minimum | Griddle, counter, 3' long, minimum | EA | 3739
112600102140 | Maximum | Griddle, counter, 3' long, maximum | EA | 7577
112600102150 | 5' long
112600102160 | Minimum | Griddle, counter, 5' long, minimum | EA | 8009
112600102180 | Maximum | Griddle, counter, 5' long, maximum | EA | 18258
112600102200 | Kettles, steam, jacketed
112600102210 | 20 gallons
112600102220 | Minimum | Kettles, steam, jacketed, 20 gallons, minimum | EA | 17370
112600102240 | Maximum | Kettles, steam, jacketed, 20 gallons, maximum | EA | 19175
112600102250 | 40 gallons
112600102260 | Minimum | Kettles, steam, jacketed, 40 gallons, minimum | EA | 26536
112600102270 | Maximum | Kettles, steam, jacketed, 40 gallons, maximum | EA | 38445
112600102280 | 60 gallons
112600102290 | Minimum | Kettles, steam, jacketed, 60 gallons, minimum | EA | 29159
112600102300 | Maximum | Kettles, steam, jacketed, 60 gallons, maximum | EA | 41370
112600102310 | Range
112600102320 | Heavy duty, single oven, open top
112600102330 | Minimum | Range, HD, single oven, open top, minimum | EA | 11169
112600102340 | Maximum | Range, HD, single oven, open top, maximum | EA | 23575
112600102350 | Fry top
112600102360 | Minimum | Range, fry top, minimum | EA | 11415
112600102380 | Maximum | Range, fry top, maximum | EA | 16113
112600102390 | Steamers, electric
112600102400 | 27 kw
112600102420 | Minimum | Steamers, electric, 27 kw, minimum | EA | 20295
112600102440 | Maximum | Steamers, electric, 27 kw, maximum | EA | 36998
112600102450 | 18 kw
112600102460 | Minimum | Steamers, electric, 18 kw, minimum | EA | 11266
112600102480 | Maximum | Steamers, electric, 18 kw, maximum | EA | 26215
112600102500 | Dishwasher, rack type
112600102520 | Single tank, 190 racks/hr | Dishwasher, rack type, single tank, 190 racks/hr | EA | 29864
112600102530 | Double tank
112600102540 | 234 racks/hr | Dishwasher, rack type, double tank, 234 racks/hr | EA | 61273
112600102560 | 265 racks/hr | Dishwasher, rack type, double tank, 265 racks/hr | EA | 73245
112600102580 | Dishwasher, automatic 100 meals/hr | Dishwasher, automatic 100 meals/hr | EA | 23924
112600102590 | Disposals
112600102620 | 100 gal/hr | Disposals, 100 gal/hr | EA | 2247
112600102640 | 120 gal/hr | Disposals, 120 gal/hr | EA | 2579
112600102660 | 250 gal/hr | Disposals, 250 gal/hr | EA | 2999
112600102670 | Exhaust hood for dishwasher, gutter 4 sides
112600102680 | 4'x4'x2' | Exhaust hood dishwasher, gutter on sides, 4'x4'x2' | EA | 5088
112600102690 | 4'x7'x2' | Exhaust hood dishwasher, gutter on sides, 4'x7'x2' | EA | 6816
112600102700 | Food preparation machines
112600102710 | Vertical cutter mixers
112600102720 | 25 quart | Vertical cutter mixers, 25 quart | EA | 19780
112600102730 | 40 quart | Vertical cutter mixers, 40 quart | EA | 25460
112600102740 | 80 quart | Vertical cutter mixers, 80 quart | EA | 32595
112600102750 | 130 quart | Vertical cutter mixers, 130 quart | EA | 43598
112600102760 | Choppers
112600102770 | 5 lb | Choppers, 5 lb | EA | 5657
112600102780 | 16 lb | Choppers, 16 lb | EA | 8855
112600102790 | 40 lb | Choppers, 40 lb | EA | 11207
112600102800 | Mixers, floor models
112600102820 | 20 quart | Mixers, floor models, 20 quart | EA | 6107
112600102840 | 60 quart | Mixers, floor models, 60 quart | EA | 29942
112600102860 | 80 quart | Mixers, floor models, 80 quart | EA | 48874
112600102870 | 140 quart | Mixers, floor models, 140 quart | EA | 58325
112600102890 | Ice cube maker
112600102900 | 50 lb per day
112600102920 | Minimum | Ice cube maker, 50 lb per day, minimum | EA | 4533
112600102940 | Maximum | Ice cube maker, 50 lb per day, maximum | EA | 6294
112600102950 | 500 lb per day
112600102960 | Minimum | Ice cube maker, 500 lb per day, minimum | EA | 10164
112600102970 | Maximum | Ice cube maker, 500 lb per day, maximum | EA | 11761
112600103000 | Ice flakers
112600103020 | 300 lb per day | Ice flakers, 300 lb per day | EA | 7265
112600103040 | 600 lb per day | Ice flakers, 600 lb per day | EA | 11939
112600103050 | 1000 lb per day | Ice flakers, 1000 lb per day | EA | 13884
112600103060 | 2000 lb per day | Ice flakers, 2000 lb per day | EA | 25290
112600103100 | Refrigerated cases
112600103120 | Dairy products
112600103140 | Multi-deck type | Refrigerated cases, dairy, multi deck type | LF | 2140
112600103160 | For rear sliding doors, add | For rear sliding doors, add | LF | 397
112600103180 | Delicatessen case, service deli
112600103190 | Single deck | Refrigerated cases, deli, single deck | LF | 1905
112600103200 | Multi-deck | Refrigerated cases, deli, multi deck | LF | 2218
112600103210 | Meat case
112600103230 | Single deck | Meat case, single deck | LF | 1770
112600103240 | Multi-deck | Meat case, multi deck | LF | 2015
112600103260 | Produce case
112600103270 | Single deck | Produce case, single deck | LF | 1969
112600103280 | Multi-deck | Produce case, multi deck | LF | 2108
112600103300 | Bottle coolers
112600103310 | 6' long
112600103320 | Minimum | Bottle coolers, 6' long, minimum | EA | 5878
112600103330 | Maximum | Bottle coolers, 6' long, maximum | EA | 7907
112600103340 | 10' long
112600103350 | Minimum | Bottle coolers, 10' long, minimum | EA | 8237
112600103360 | Maximum | Bottle coolers, 10' long, maximum | EA | 13503
112600103420 | Frozen food cases
112600103440 | Chest type | Frozen food cases, chest type | LF | 1628
112600103460 | Reach-in, glass door | Frozen food cases, glass door, reach-in | LF | 2088
112600103470 | Island case, single | Frozen food cases, island case | LF | 1895
112600103480 | Multi-deck | Frozen food cases, multi deck | LF | 2747
112600103500 | Ice storage bins
112600103520 | 500 lb capacity | Ice storage bins, 500 lb capacity | EA | 3538
112600103530 | 1000 lb capacity | Ice storage bins, 1000 lb capacity | EA | 5890
112700000000 | DARKROOM EQUIPMENT
112700100000 | DARKROOM EQUIPMENT | DARKROOM EQUIPMENT
112700100600 | Dryers
112700100620 | 36" x 25" x 68" | Photo equipment, dryer, 36"x 25"x 68" | EA | 16795
112700100640 | 48" x 25" x 68" | Photo equipment, dryer, 48"x 25"x 68" | EA | 17340
112700100700 | Processors, film
112700100720 | Black and white | Processors, film, black and white | EA | 26498
112700100740 | Color negatives | Processors, film, color negatives | EA | 29956
112700100760 | Prints | Processors, film, color negatives, prints | EA | 34279
112700100780 | Transparencies | Processors, film, color negatives, transparencies | EA | 37568
112700101000 | Sinks with cabinet and/or stand
112700101020 | 5" sink with stand
112700101040 | 24" x 48" | Photo equipment, 5" sink/stand, 24"x 48" | EA | 1681
112700101060 | 32" x 64" | Photo equipment, 5" sink/stand, 32"x 64" | EA | 2536
112700101080 | 38" x 52" | Sinks w/cab and stand, 5" with stand, 38" x 52" | EA | 3447
112700101100 | 42" x 132" | Sinks w/cab and stand, 5" with stand, 42" x 132" | EA | 5147
112700101120 | 48" x 52" | Sinks w/cab and stand, 5" with stand, 48" x 52" | EA | 4057
112700101200 | 5" sink with cabinet
112700101220 | 24" x 48" | Photo equipment, 5" sink/cabinet, 24"x 48" | EA | 3231
112700101240 | 32" x 64" | Photo equipment, 5" sink/cabinet, 32"x 64" | EA | 4058
112700101260 | 38" x 52" | Sinks, 5" with stand, 38" x 52" | EA | 4161
112700101280 | 42" x 132" | Sinks, 5" with stand, 42" x 132" | EA | 6735
112700101290 | 48" x 52" | Sinks, 5" with stand, 48" x 52" | EA | 5711
112700101300 | 10" sink with stand
112700101320 | 24" x 48" | Photo equipment, 10" sink/stand, 24"x 48" | EA | 2709
112700101340 | 32" x 64" | Photo equipment, 10" sink/stand, 32"x 64" | EA | 2930
112700101360 | 38" x 52" | Sinks, 10" with stand, 38" x 52" | EA | 3870
112700101400 | 10" sink with cabinet
112700101420 | 24" x 48" | Photo equipment, 10" sink/cabinet, 24"x 48" | EA | 2949
112700101460 | 38" x 52" | Photo equipment, 10" sink/cabinet, 38"x 52" | EA | 5345
113100000000 | RESIDENTIAL EQUIPMENT
113100100000 | RESIDENTIAL EQUIPMENT | RESIDENTIAL EQUIPMENT
113100100210 | Clothes Dryer
113100100215 | Minimum | Clothes Dryer, min. | EA | 489
113100100217 | Maximum | Clothes Dryer, max. | EA | 1039
113100100250 | Clothes Washer
113100100255 | Minimum | Clothes Washer, min. | EA | 819
113100100257 | Maximum | Clothes Washer, max. | EA | 1259
113100100300 | Compactor, 4 to 1 compaction | Garbage compactor, 4 to 1 compaction | EA | 2556
113100101300 | Dishwasher, built-in
113100101320 | 2 cycles | Dishwasher, built-in, 2 cycles | EA | 1575
113100101330 | 4 or more cycles | Dishwasher, built-in, 4 cycles | EA | 3537
113100101340 | Disposal
113100101350 | Garbage disposer | Garbage disposer | EA | 594
113100101360 | Heaters, electric, built-in
113100101362 | Ceiling type | Ceiling type heater, residential | EA | 937
113100101363 | Wall type | Wall type heater, residential
113100101370 | Minimum | 1500 watt, wall type heater, residential | EA | 540
113100101380 | Maximum | 3000 watt, wall type heater, residential | EA | 1424
113100101390 | Hood for range, 2-speed, vented
113100101420 | 30" wide | Range hood, vented, 2 speed, 30" wide | EA | 1192
113100101440 | 42" wide | Range hood, vented, 2 speed, 42" wide | EA | 1963
113100101460 | Ice maker, automatic
113100101480 | 30 lb per day | Ice maker, automatic, 30 Lb/day | EA | 3196
113100101500 | 50 lb per day | Ice maker, automatic, 50 Lb/day | EA | 4317
113100101820 | Folding access stairs, disappearing metal stair
113100101840 | 8' long | Folding stair, metal, 24"x 48", 8' long | EA | 1728
113100101850 | 11' long | Folding stair, metal, 24"x 48", 11' long | EA | 1796
113100101860 | 12' long | Folding stair, metal, 24"x 48", 12' long | EA | 1913
113100101940 | Wood frame, wood stair
113100101950 | 22" x 54" x 8'9" long | Folding stair, wood, 22"x 54", 8'-9' long | EA | 393
113100101960 | 25" x 54" x 10' long | Folding stair, wood, 25"x 54", 10' long | EA | 467
113100101990 | Microwave, built-in
113100101995 | Minimum | Microwave, built-in, min. | EA | 900
113100101997 | Maximum | Microwave, built-in, max. | EA | 5668
113100102020 | Ranges, electric
113100102040 | Built-in, 30", 1 oven | Range, built-in, 30" wide, 1 oven | EA | 3650
113100102050 | 2 oven | Range, built-in, 30" wide, 2 oven | EA | 4178
113100102060 | Countertop, 4 burner, standard | Counter top range, 4 burner, standard | EA | 2158
113100102070 | With grill | Counter top range w/grill, 4 burner | EA | 5080
113100102198 | Freestanding, 21", 1 oven | Free standing, 21", 1 oven | EA | 2033
113100102200 | 30", 1 oven | Range, free standing, 30" wide, 1 oven | EA | 3579
113100102220 | 2 oven | Range, free standing, 30" wide, 2 oven | EA | 5725
113100102800 | Refrigerator/freezer, free-standing
113100102810 | Minimum | Refrigerator/freezer, free-standing, min. | EA | 985
113100102815 | Maximum | Refrigerator/freezer, free-standing, max. | EA | 5054
113100103600 | Water softener
113100103620 | 30 grains per gallon | Water softener, 30 Grains/gallon | EA | 2183
113100103640 | 70 grains per gallon | Water softener, 70 Grains/gallon | EA | 2819
115300000000 | LABORATORY EQUIPMENT
115300100000 | LABORATORY EQUIPMENT | LABORATORY EQUIPMENT
115300101000 | Cabinets, base
115300101020 | Minimum | Lab equip, cabinets, base, minimum | LF | 620
115300101040 | Maximum | Lab equip, cabinets, base, maximum | LF | 1070
115300101080 | Full storage, 7' high
115300101100 | Minimum | Lab equip, cabinets, full storage, 7' high, minimum | LF | 597
115300101140 | Maximum | Lab equip, cabinets, full storage, 7' high, maximum | LF | 1079
115300101150 | Wall
115300101160 | Minimum | Lab equip, cabinets, wall, minimum | LF | 278
115300101200 | Maximum | Lab equip, cabinets, wall, maximum | LF | 422
115300101220 | Countertops
115300101240 | Minimum | Lab equip, counter tops, minimum | SF | 91.88
115300101260 | Average | Lab equip, counter tops, average | SF | 108
115300101280 | Maximum | Lab equip, counter tops, maximum | SF | 125
115300101300 | Tables
115300101320 | Open underneath | Lab equip, tables, open underneath | SF | 219
115300101330 | Doors underneath | Lab equip, tables, doors underneath | SF | 645
115300102000 | Medical laboratory equipment
115300102010 | Analyzer
115300102020 | Chloride | Med lab equip, analyzer, chloride | EA | 6637
115300102060 | Blood | Med lab equip, analyzer, blood | EA | 36331
115300102070 | Bath, water, utility, countertop unit | Med lab equip, bath, water, utility, countertop unit | EA | 1443
115300102080 | Hot plate, lab, countertop | Med lab equip, hot plate, countertop | EA | 598
115300102100 | Stirrer | Med lab equip, stirrer | EA | 704
115300102120 | Incubator, anaerobic, 23x23x36" | Med lab equip, incubator, anaerobic, 23x23x36" | EA | 11597
115300102140 | Dry heat bath | Med lab equip, dry heat bath | EA | 1348
115300102160 | Incinerator, for sterilizing | Med lab equip, incinerator, for sterilizing | EA | 838
115300102170 | Meter, serum protein | Med lab equip, meter, serum protein | EA | 1295
115300102180 | pH analog, general purpose | Med lab equip, Ph analog, general purpose | EA | 1394
115300102190 | Refrigerator, blood bank | Med lab equip, refrigerator, blood bank, 153 litres | EA | 10715
115300102200 | 5.4 cf, undercounter type | Med lab equip, refrigerator, blood bank, 5.4 cf | EA | 7316
115300102210 | Refrigerator/freezer, 4.4 cf, undercounter type | Med lab equip, refr/freezer, 4.4 cf, undercounter | EA | 1499
115300102220 | Sealer, impulse, free standing, 20x12x4" | Sealer, impulse, free standing bench mount, 20x12x4 | EA | 783
115300102240 | Timer, electric, 1-60 minutes, bench or wall mounted | Timer, electric, 1-60 minutes, bench or wall mount | EA | 333
115300102260 | Glassware washer-dryer, undercounter | Glassware washer-dryer, undercounter | EA | 13560
115300102300 | Balance, torsion suspension, tabletop, 4.5 lb capacity | Balance, torsion suspension, tabletop, 4.5 lb cap | EA | 1692
115300102340 | Binocular microscope, with in-base illuminator | Binocular microscope, with in base illuminator | EA | 5056
115300102400 | Centrifuge, table model, 19x16x13" | Centrifuge, table model, 19x16x13" | EA | 1960
115300102420 | Clinical model, with four place head | Centrifuge, clinical model, with four place head | EA | 2100
115700000000 | VOCATIONAL SHOP EQUIPMENT
115700100000 | INDUSTRIAL EQUIPMENT | INDUSTRIAL EQUIPMENT
115700101000 | Vehicular paint spray booth, solid back, 14'4" x 9'6"
115700101020 | 24' deep | Vehicle pnt spr booth, solid, 14'4"x9'6", 24' deep | EA | 11210
115700101040 | 26'6" deep | Vehicle pnt spr booth, solid, 14'4"x9'6", 26'6" deep | EA | 12695
115700101060 | 28'6" deep | Vehicle pnt spr booth, solid, 14'4"x9'6", 28'6" deep | EA | 14533
115700101100 | Drive through, 14'9" x 9'6"
115700101120 | 24' deep | Vehicle pnt spr booth, dr-thru, 14'9"x9'6", 24' deep | EA | 11878
115700101140 | 26'6" deep | Vehicle pnt spr booth, dr-thru, 14'9"x9'6", 26'6" dee | EA | 14153
115700101160 | 28'6" deep | Vehicle pnt spr booth, dr-thru, 14'9"x9'6", 28'6" dee | EA | 16029
115700101180 | Water wash, paint spray booth
115700101190 | 5' x 11'2" x 10'8" | Water wash, paint spray booth, 5' x 11'2" x 10'8" | EA | 8321
115700101200 | 6' x 11'2" x 10'8" | Water wash, paint spray booth, 6' x 11'2" x 10'8" | EA | 8666
115700101220 | 8' x 11'2" x 10'8" | Water wash, paint spray booth, 8' x 11'2" x 10'8" | EA | 9302
115700101240 | 10' x 11'2" x 11'2" | Water wash, paint spray booth, 10' x 11'2" x 11'2" | EA | 10442
115700101260 | 12' x 12'2" x 11'2" | Water wash, paint spray booth, 12' x 12'2" x 11'2" | EA | 11999
115700101280 | 14' x 12'2" x 11'2" | Water wash, paint spray booth, 14' x 12'2" x 11'2" | EA | 13472
115700101290 | 16' x 12'2" x 11'2" | Water wash, paint spray booth, 16' x 12'2" x 11'2" | EA | 16229
115700101300 | 20' x 12'2" x 11'2" | Water wash, paint spray booth, 20' x 12'2" x 11'2" | EA | 19515
115700101320 | Dry type spray booth, with paint arrestors
115700101340 | 5'4" x 7'2" x 6'8" | Dry spray booth, paint arrestors, 5'4"x 7'2"x 6'8" | EA | 5351
115700101360 | 6'4" x 7'2" x 6'8" | Dry spray booth, paint arrestors, 6'4"x 7'2"x 6'8" | EA | 6711
115700101380 | 8'4" x 7'2" x 9'2" | Dry spray booth, paint arrestors, 8'4"x 7'2"x 9'2" | EA | 7496
115700101400 | 10'4" x 7'2" x 9'2" | Dry spray booth, paint arrestors, 10'4"x 7'2"x 9'2 | EA | 8675
115700101420 | 12'4" x 7'6" x 9'2" | Dry spray booth, paint arrestors, 12'4"x 7'6"x 9'2 | EA | 8637
115700101440 | 14'4" x 7'6" x 9'8" | Dry spray booth, paint arrestors, 14'4"x 7'6"x 9'8 | EA | 11394
115700101460 | 16'4" x 7'7" x 9'8" | Dry spray booth, paint arrestors, 16'4"x 7'7"x 9'8 | EA | 12905
115700101480 | 20'4" x 7'7" x 10'8" | Dry spray booth, paint arrestors, 20'4"x 7'7"x 10' | EA | 14567
115700101500 | Air compressor, electric
115700101510 | 1 hp
115700101520 | 115 volt | Air compressor, electric, 1 hp, 115 volt | EA | 2275
115700101535 | 7.5 hp
115700101540 | 115 volt | Air compressor, electric, 5 hp, 115 volt | EA | 5955
115700101550 | 230 volt | Air compressor, electric, 5 hp, 230 volt | EA | 7239
115700101600 | Hydraulic lifts
115700101620 | 8,000 lb capacity | Hydraulic lifts, 8,000 lb capacity | EA | 5596
115700101640 | 11,000 lb capacity | Hydraulic lifts, 11000 lb capacity | EA | 9618
115700101660 | 24,000 lb capacity | Hydraulic lifts, 24000 lb capacity | EA | 16634
115700101680 | Power tools
115700101700 | Band saws
115700101720 | 10" | Band saws, 10" | EA | 1579
115700101740 | 14" | Band saws, 14" | EA | 2348
115700101760 | Motorized shaper | Motorized shaper | EA | 1272
115700101780 | Motorized lathe | Motorized lathe | EA | 1504
115700101800 | Bench saws
115700101820 | 9" saw | Bench saws, 9" saw | EA | 3832
115700101830 | 10" saw | Bench saws, 10" saw | EA | 4591
115700101840 | 12" saw | Bench saws, 12" saw | EA | 5651
115700101900 | Electric grinders
115700101910 | 1/3 hp | Electric grinders, 1/3 hp | EA | 620
115700102000 | 1/2 hp | Electric grinders, 1/2 hp | EA | 640
115700102020 | 3/4 hp | Electric grinders, 3/4 hp | EA | 1055
116100000000 | BROADCAST, THEATER, STAGE EQUIPMENT
116100100000 | THEATER EQUIPMENT | THEATER EQUIPMENT
116100101000 | Roll out stage, steel frame, wood floor
116100101020 | Manual | Roll out stage, steel frame, wood floor, manual | SF | 68.47
116100101040 | Electric | Roll out stage, steel frame, wood floor, electric | SF | 68.84
116100101100 | Portable stages
116100101120 | 8" high | Portable stages, 8" high | SF | 28.97
116100101140 | 18" high | Portable stages, 18" high | SF | 33.52
116100101160 | 36" high | Portable stages, 36" high | SF | 38.52
116100101180 | 48" high | Portable stages, 48" high | SF | 42.86
116100101300 | Band risers
116100101320 | Minimum | Band risers, minimum | SF | 68.8
116100101340 | Maximum | Band risers, maximum | SF | 136
116100101400 | Chairs for risers
116100101420 | Minimum | Chairs for risers, minimum | EA | 845
116100101440 | Maximum | Chairs for risers, maximum | EA | 1351
116600000000 | ATHLETIC EQUIPMENT
116600100000 | ATHLETIC EQUIPMENT | ATHLETIC EQUIPMENT
116600101000 | Basketball backboard
116600101020 | Fixed | Basketball backboard, wall mounted, fixed | EA | 4612
116600101040 | Swing-up | Basketball backboard, swing-up | EA | 7374
116600101060 | Portable, hydraulic | Basketball backboard, portable, hydraulic | EA | 28601
116600101080 | Suspended type, standard | Basketball backboard, suspended type, standard | EA | 9812
116600101200 | For glass backboard, add | For glass backboard, add | EA | 2372
116600101220 | For electrically operated, add | For electrically operated, add | EA | 2767
116600102000 | Bleacher, telescoping, manual
116600102020 | 15 tier, minimum | Bleacher, telescoping, manual, 15 tier, minimum | SEAT | 234
116600102040 | Maximum | Bleacher, telescoping, manual, 15 tier, maximum | SEAT | 552
116600102060 | 20 tier, minimum | Bleacher, telescoping, manual, 20 tier, minimum | SEAT | 169
116600102080 | Maximum | Bleacher, telescoping, manual, 20 tier, maximum | SEAT | 477
116600102100 | 30 tier, minimum | Bleacher, telescoping, manual, 30 tier, minimum | SEAT | 149
116600102120 | Maximum | Bleacher, telescoping, manual, 30 tier, maximum | SEAT | 390
116600102220 | Boxing ring, elevated, complete, 22' x 22' | Boxing ring elevated, complete, 22'x 22' | EA | 26723
116600102400 | Gym divider curtain
116600102420 | Minimum | Gym divider curtain, minimum | SF | 5.98
116600102440 | Maximum | Gym divider curtain, maximum | SF | 8.42
116600102460 | Scoreboards, single face
116600102480 | Minimum | Scoreboards, minimum | EA | 11202
116600102500 | Maximum | Scoreboards, maximum | EA | 60475
116600102540 | Parallel bars
116600102620 | Minimum | Parallel bars, wall mounted, minimum | EA | 2979
116600102630 | Maximum | Parallel bars, wall mounted, maximum | EA | 12888
116600200000 | POLICE EQUIPMENT | POLICE EQUIPMENT
116600209000 | Firing range equipment, rifle
116600209040 | 3 position | Firing range equipment, rifle, 3 position | EA | 24296
116600209060 | 4 position | Firing range equipment, rifle, 4 position | EA | 31725
116600209080 | 5 position | Firing range equipment, rifle, 5 position | EA | 38246
116600209100 | 6 position | Firing range equipment, rifle, 6 position | EA | 45254
116800000000 | PLAY FIELD EQUIPMENT AND STRUCTURES
116823000000 | RECREATIONAL COURTS | RECREATIONAL COURTS
116823001000 | Walls, galvanized steel
116823001020 | 8' high | Walls, galvanized steel, 8' high | LF | 30.36
116823001040 | 10' high | Walls, galvanized steel, 10' high | LF | 35.05
116823001060 | 12' high | Walls, galvanized steel, 12' high | LF | 40.74
116823001200 | Vinyl coated
116823001220 | 8' high | Walls, vinyl coated, 8' high | LF | 29.62
116823001240 | 10' high | Walls, vinyl coated, 0' high | LF | 34.86
116823001260 | 12' high | Walls, vinyl coated, 12' high | LF | 39.74
116823002010 | Gates, galvanized steel
116823002200 | Single, 3' transom
116823002210 | 3'x7' | Gates, galv steel, single, 3' transom, 3'x7' | EA | 828
116823002220 | 4'x7' | Gates, galv steel, single, 3' transom, 4'x7' | EA | 905
116823002230 | 5'x7' | Gates, galv steel, single, 3' transom, 5'x7' | EA | 1163
116823002240 | 6'x7' | Gates, galv steel, single, 3' transom, 6'x7' | EA | 1309
116823002245 | Double, 3' transom
116823002250 | 10'x7' | Gates, galv steel, double, 3' transom, 10'x7' | EA | 2517
116823002260 | 12'x7' | Gates, galv steel, double, 3' transom, 12'x7' | EA | 3006
116823002270 | 14'x7' | Gates, galv steel, double, 3' transom, 14'x7' | EA | 3499
116823002275 | Double, no transom
116823002280 | 10'x10' | Gates, galv steel, double, no transom, 10'x10' | EA | 2403
116823002290 | 12'x10' | Gates, galv steel, double, no transom, 12'x10' | EA | 2877
116823002300 | 14'x10' | Gates, galv steel, double, no transom, 14'x10' | EA | 3256
116823002400 | Vinyl coated
116823002405 | Single, 3' transom
116823002410 | 3'x7' | Gates, vinyl coated, single, 3' transom, 3'x7' | EA | 1314
116823002420 | 4'x7' | Gates, vinyl coated, single, 3' transom, 4'x7' | EA | 1449
116823002430 | 5'x7' | Gates, vinyl coated, single, 3' transom, 5'x7' | EA | 1510
116823002440 | 6'x7' | Gates, vinyl coated, single, 3' transom, 6'x7' | EA | 1627
116823002445 | Double, 3'
116823002450 | 10'x7' | Gates, vinyl coated, double, 3' transom, 10'x7' | EA | 4222
116823002460 | 12'x7' | Gates, vinyl coated, double, 3' transom, 12'x7' | EA | 4438
116823002470 | 14'x7' | Gates, vinyl coated, double, 3' transom, 14'x7' | EA | 4858
116823002475 | Double, no transom
116823002480 | 10'x10' | Gates, vinyl coated, double, no transom, 10'x10' | EA | 3991
116823002490 | 12'x10' | Gates, vinyl coated, double, no transom, 12'x10' | EA | 4254
116823002500 | 14'x10' | Gates, vinyl coated, double, no transom, 14'x10' | EA | 4680
116823003000 | Baseball backstop, regulation, including material
116823003020 | Galvanized | Baseball backstop, regulation, galvanized | EA | 11201
116823003040 | Vinyl coated | Baseball backstop, regulation, vinyl coated | EA | 15601
116823003100 | Softball backstop, regulation, including material
116823003110 | 14' high
116823003130 | Galvanized | Softball backstop, regulation, 14' high, galvanized | EA | 12155
116823003140 | Vinyl coated | Softball backstop, regualation, 14' high, vinyl coate | EA | 19305
116823003160 | 18' high
116823003180 | Galvanized | Softball backstop, regulation, 18' high, galvanized | EA | 13436
116823003200 | Vinyl coated | Softball backstop, regulation, 18' high, vinyl coated | EA | 19430
116823003300 | 20' high
116823003320 | Galvanized | Softball backstop, regulation, 20' high, galvanized | EA | 15919
116823003330 | Vinyl coated | Softball backstop, regulation, 20' high, vinyl coated | EA | 22933
116823003340 | 22' high
116823003350 | Galvanized | Softball backstop, regulation, 22' high, galvanized | EA | 18402
116823003360 | Vinyl coated | Softball backstop, regulation, 22' high, vinyl coated | EA | 26879
116823003380 | 24' high
116823003400 | Galvanized | Softball backstop, regulation, 24' high, galvanized | EA | 19462
116823003420 | Vinyl coated | Softball backstop, regulation, 24' high, vinyl coated | EA | 32011
116823004000 | Wire and miscellaneous metal fences
116823004020 | Chicken wire, post 4' o.c.
116823004030 | 2" mesh
116823004040 | 4' high | Chicken wire, posts at 4' o.c., 2" mesh, 4' high | LF | 5.35
116823004060 | 6' high | Chicken wire, posts at 4' o.c., 2" mesh, 6' high | LF | 6.69
116823004100 | Galvanized steel
116823004120 | 12 gauge, 2" by 4" mesh, posts 5' o.c.
116823004140 | 3' high | Chicken wire, galv stl, 12 gauge, 2" by 4" mesh, 3' h | LF | 6.64
116823004160 | 5' high | Chicken wire, galv stl, 12 gauge, 2" by 4" mesh, 5' h | LF | 8.9
116823004200 | 14 gauge, 1" by 2" mesh, posts 5' o.c.
116823004210 | 3' high | Chicken wire, galv stl, 14 gauge, 1" by 2" mesh, 3' h | LF | 6.08
116823004220 | 5' high | Chicken wire, galv stl, 14 gauge, 1" by 2" mesh, 5' h | LF | 8.68
116833000000 | RECREATIONAL FACILITIES | RECREATIONAL FACILITIES
116833001000 | Bleachers, outdoor, portable, per seat
116833001020 | 10 tiers
116833001040 | Minimum | Bleachers, outdoor, port, per seat, 10 tiers, min | EA | 126
116833001060 | Maximum | Bleachers, outdoor, port, per seat, 10 tiers, max | EA | 161
116833001100 | 20 tiers
116833001120 | Minimum | Bleachers, outdoor, port, per seat, 20 tiers, min | EA | 131
116833001140 | Maximum | Bleachers, outdoor, port, per seat, 20 tiers, max | EA | 170
116833001500 | Grandstands, fixed, wood seat, steel frame
116833001520 | Per seat, 15 tiers
116833001540 | Minimum | Grandstands, wood, stl frame, per seat, 15 tier, min | EA | 110
116833001560 | Maximum | Grandstands, wood, stl frame, per seat, 15 tier, max | EA | 187
116833001600 | 30 tiers
116833001620 | Minimum | Grandstands, wood, stl frame, per seat, 30 tier, min | EA | 110
116833001660 | Maximum | Grandstands, wood, stl frame, per seat, 30 tier, max | EA | 215
116833001700 | Seats
116833001720 | Seat backs only
116833001740 | Fiberglass | Seat backs only, fiberglass | EA | 49.38
116833001760 | Steel and wood seat | Steel and wood seat | EA | 68.51
116833001800 | Seat restoration, fiberglass on wood
116833001820 | Seats | Seat restoration, fiberglass on wood, seat | EA | 43.83
116833001840 | Plain bench, no backs | Seat restoration, fiberglass on wood, plain bench | EA | 24.4
116833002000 | Benches
116833002020 | Park, precast concrete with backs
116833002040 | 4' long | Benches, park, precast conc w/backs, 4' long | EA | 1404
116833002060 | 8' long | Benches, park, precast conc w/backs, 8' long | EA | 2944
116833002100 | Fiberglass, with backs
116833002120 | 4' long | Benches, park, fiberglass, w/backs, 4' long | EA | 1112
116833002140 | 8' long | Benches, park, fiberglass, w/backs, 8' long | EA | 2030
116833002200 | Wood, with backs and fiberglass supports
116833002220 | 4' long | Benches, park, wood, w/backs & fbrgls suprts, 4' long | EA | 689
116833002240 | 8' long | Benches, park, wood, w/backs & fbrgls suprts, 8' long | EA | 768
116833002300 | Steel frame, 6' long
116833002320 | All steel | Benches, steel frame, 6' long, all steel | EA | 608
116833002340 | Hardwood boards | Benches, steel frame, 6' long, hardwood boards | EA | 474
116833002360 | Players bench, steel frame, fir seat, 10' long | Players bench (no back), steel frame, fir seat | EA | 558
116833003000 | Backstops
116833003200 | Handball or squash court, outdoor
116833003220 | Wood | Backstops, handball/squash court, outdoor, wood | EA | 52864
116833003240 | Masonry | Backstops, handball/squash court, outdoor, masonry | EA | 39449
116833003260 | Soccer goal posts | Soccer goal posts | PAIR | 3526
116833004000 | Running track
116833004020 | Gravel and cinders over stone base | Gravel and cinders over stone base | SY | 20.15
116833004040 | Rubber-cork base resilient pavement | Rubber-cork base resilient pavement | SY | 86.25
116833004060 | For colored surfaces, add | For colored surfaces, add | SY | 17.13
116833004080 | Colored rubberized asphalt | Colored rubberized asphalt | SY | 109
116833004100 | Artificial resilient mat over asphalt | Artificial resilient mat over asphalt | SY | 226
116833004200 | Tennis courts
116833004240 | Bituminous pavement, 2-1/2" thick | Tennis courts, bit pavement, 2-1/2" thick | SY | 60.29
116833004300 | Colored sealer, acrylic emulsion
116833004320 | 3 coats | Colored sealer, acrylic emulsion, 3 coats | SY | 13.64
116833004340 | For 2 color seal coating, add | For 2 color seal coating, add | SY | 12.71
116833004360 | For preparing old courts, add | For preparing old courts, add | SY | 4.39
116833004400 | Net, nylon, 42' long | Net, nylon, 42' long | EA | 628
116833004520 | Paint markings on asphalt, 2 coats | Paint markings on asphalt, 2 coats | EA | 854
116833004580 | Complete court with fence, etc., bituminous
116833004600 | Minimum | Tennis, comp court w/fence, etc, bit, minimum | EA | 38729
116833004620 | Average | Tennis, comp court w/fence, etc, bit, average | EA | 66655
116833004640 | Maximum | Tennis, comp court w/fence, etc, bit, maximum | EA | 94593
116833004680 | Clay court
116833004700 | Minimum | Tennis court, w/fence, clay, minimum | EA | 40309
116833004720 | Average | Tennis court, w/fence, clay, average | EA | 54948
116833004740 | Maximum | Tennis court, w/fence, clay, maximum | EA | 83325
116833005000 | Playground equipment
116833005010 | Basketball backboard
116833005012 | Minimum | Basketball backboard, minimum | EA | 1486
116833005014 | Maximum | Basketball backboard, maximum | EA | 2690
116833005016 | Bike rack, 10' long | Bike rack 10' long | EA | 1032
116833005018 | Golf shelter, fiberglass | Golf shelter, fiberglass | EA | 4697
116833005020 | Ground socket for movable posts
116833005040 | Minimum | Ground socket for movable posts, minimum | EA | 190
116833005060 | Maximum | Ground socket for movable posts, maximum | EA | 337
116833005070 | Horizontal monkey ladder, 14' long | Horizontal monkey ladder, 14' long | EA | 1096
116833005072 | Posts, tether ball | Posts, tether ball | EA | 510
116833005074 | Multiple purpose, 10' long | Multiple purpose, 10' long | EA | 556
116833005075 | Safety mats, playground
116833005076 | Minimum | Safety mats, playground, min. | SF | 18.24
116833005077 | Maximum | Safety mats, playground, max. | SF | 39.57
116833005080 | See-saw, steel
116833005100 | Minimum | See-saw, steel, minimum | EA | 1425
116833005120 | Average | See-saw, steel, average | EA | 2578
116833005140 | Maximum | See-saw, steel, maximum | EA | 3748
116833005150 | Slide
116833005160 | Minimum | Slide, minimum | EA | 2771
116833005180 | Maximum | Slide, maximum | EA | 6560
116833005800 | Swings, plain seats
116833005810 | 8' high
116833005820 | Minimum | Swings, plain seats, 8' high, minimum | EA | 1503
116833005840 | Maximum | Swings, plain seats, 8' high, maximum | EA | 2538
116833005850 | 12' high
116833005860 | Minimum | Swings, plain seats, 12' high, minimum | EA | 2147
116833005880 | Maximum | Swings, plain seats, 12' high, maximum | EA | 3694
117200000000 | EXAMINATION AND TREATMENT EQUIPMENT
117200100000 | MEDICAL EQUIPMENT | MEDICAL EQUIPMENT
117200101000 | Hospital equipment, lights
117200101020 | Examination, portable | Lights, examination, portable | EA | 2378
117200101200 | Meters
117200101220 | Air flow meter | Meters, air flow meter | EA | 171
117200101240 | Oxygen flow meters | Meters, oxygen flow meters | EA | 182
117200101300 | Racks
117200101320 | 40 chart, revolving open frame; mobile caddy | Racks, 40 chart, revolving open frame mobile caddy | EA | 1670
117200101400 | Scales
117200101420 | Clinical, metric with measure rod, 350 lb | Scales, clinical, metric with measure rod, 350 lb | EA | 928
117200101900 | Physical therapy
117200101930 | Chair, hydrotherapy | Physical therapy, chair, hydrotherapy | EA | 909
117200101940 | Diathermy, shortwave, portable, on casters | Physical therapy, diathermy, shortwave, portable | EA | 3881
117200101950 | Exercise bicycle, floor standing, 35" x 15" | Physical therapy, exercise bicycle, floor standing | EA | 3763
117200101960 | Hydrocollator, 4 pack, portable, 129 x 90 x 160" | Hydrocollator, 4 pack, portable, 129 x 90 x 160" | EA | 681
117200101970 | Lamp, infrared, mobile with variable heat control | Physical therapy, lamp, infrared, mobile | EA | 970
117200101980 | Ultraviolet, base mounted | Physical therapy, lamp, ultra violet, base mounted | EA | 897
117200101990 | Mirror, posture training, 27" wide and 72" high | Mirror, posture training, 27" wide and 72" high | EA | 939
117200102000 | Parallel bars, adjustable | Parallel bars, adjustable | EA | 4094
117200102020 | Platform mat 10'x6', 1" thick | Platform mat 10'x6', 1" thick | EA | 1306
117200102030 | Pulley, duplex, wall mounted | Pully, duplex, wall mounted | EA | 2457
117200102040 | Rack, crutch, wall mounted, 66 x 16 x 13" | Rack, crutch, wall mounted, 66 x 16 x 13" | EA | 613
117200102070 | Stimulator, galvanic-faradic, handheld | Physical therapy, stimulator, galvanic-faradic, hand | EA | 473
117200102080 | Ultrasound stimulator, portable, 13x13x8" | Physical therapy, ultrasound, muscle stimulator | EA | 4009
117200102100 | Sandbag set, velcro straps, saddle bag type | Physcl therapy, sandbag set, vlcr strps, sdl bag type | EA | 219
117200102120 | Whirlpool, 85 gallon | Physical therapy, whirlpool, 85 gallon | EA | 8084
117200102141 | 65 gallon capacity | Physical therapy, whirlpool, 65 gallon | EA | 7336
117200102260 | Radiology
117200102280 | Radiographic table, motor driven tilting table | Radiographic table, motor driven tilting table | EA | 75908
117200102290 | Fluoroscope image/tv system | Radiology, fluoroscope image/tv system | EA | 128728
117200102300 | Processor for washing and drying radiographs
117200102310 | Water filter unit, 30" x 48-1/2" x 37-1/2" | Water filter unit, 30"x 48-1/2"x 37-1/2" | EA | 1542
117200102340 | Base storage cabinets, sectional design
117200102350 | With backsplash, 24" deep and 35" high | With back splash, 24" deep and 35" high | LF | 839
117200102360 | Wall storage cabinets | Wall storage cabinets | LF | 404
117200102400 | Steam sterilizers
117200102410 | For heat and moisture stable materials | Steam sterilizers, for heat and moisture stable | EA | 6621
117200102420 | For fast drying after sterilization | Steam sterilizers, for fast dry after sterilization | EA | 8570
117200102430 | Compact unit | Steam sterilizers, compact unit | EA | 2844
117200102440 | Semi-automatic | Steam sterilizers, semi-automatic | EA | 3649
117200102450 | Floor loading
117200102460 | Single door | Steam sterilizers, floor loading, single door | EA | 96590
117200102480 | Double door | Steam sterilizers, floor loading, double door | EA | 105887
117200102490 | Utensil washer, sanitizer | Utensil washer, sanitizer | EA | 21729
117200102500 | Automatic washer/sterilizer | Automatic washer/sterilizer, 16x16x26 | EA | 24755
117200102510 | 16 x 16 x 26", including accessories | Auto washer/sterilizer, 16x16x26, incl generator | EA | 29314
117200102520 | Steam generator, elec., 10 kw to 180 kw | Steam generator, elec., 10 kw to 180 kw | EA | 45535
117200102550 | Surgical scrub
117200102560 | Minimum | Surgical scrub, minimum | EA | 2587
117200102580 | Maximum | Surgical scrub, maximum | EA | 13677
117200102610 | Gas sterilizers
117200102620 | Automatic, freestanding, 21x19x29" | Gas sterilizers, auto, free stand, 21x19x29 | EA | 9068
117200102640 | Surgical tables
117200102660 | Minimum | Surgical tables, minimum | EA | 29717
117200102680 | Maximum | Surgical tables, maximum | EA | 36376
117200102720 | Surgical lights, ceiling mounted
117200102740 | Minimum | Surgical lights, ceiling mounted, minimum | EA | 12779
117200102760 | Maximum | Surgical lights, ceiling mounted, maximum | EA | 24909
117200102880 | Water stills
117200102900 | 4 liters/hr | Water stills, 4 liters/hr | EA | 5434
117200102920 | 8 liters/hr | Water stills, 8 liters/hr | EA | 8513
117200102940 | 19 liters/hr | Water stills, 19 liters/hr | EA | 17626
117200103040 | X-ray equipment
117200103060 | Mobile unit
117200103080 | Minimum | X-ray, , mobile unit, minimum | EA | 15494
117200103100 | Maximum | X-ray, , mobile unit, maximum | EA | 30033
117200103110 | Film viewers
117200103120 | Minimum | Film viewers, minimum | EA | 514
117200103140 | Maximum | Film viewers, maximum | EA | 1583
117200103200 | Autopsy table
117200103220 | Minimum | Autopsy table, minimum | EA | 21870
117200103240 | Maximum | Autopsy table, maximum | EA | 30562
117200103300 | Incubators
117200103320 | 15 cf | Incubators, 15 cf | EA | 10917
117200103330 | 29 cf | Incubators, 29 cf | EA | 14931
117200103340 | Infant transport, portable | Infant transport, portable | EA | 8343
117200103400 | Beds
117200103420 | Stretcher, with pad, 30" x 78" | Stretcher, pediatric, with pad, 60"x 30"x 78" | EA | 6081
117200103440 | Transfer, for patient transport | Transfer bed, for patient transport | EA | 7123
117200103450 | Headwall
117200103460 | Aluminum, with back frame and console | Headwall, aluminum, w/back frame and console assy | EA | 6343
117200106000 | Hospital ground detection system
117200106010 | Power ground module | Hospital ground detection sys, power ground module | EA | 2091
117200106020 | Ground slave module | Hospital grd detection sys, ground slave module | EA | 966
117200106030 | Master ground module | Hospital grd detection sys, master ground module | EA | 850
117200106040 | Remote indicator | Hospital grd detection sys, remote indicator | EA | 898
117200106050 | X-ray indicator | Hospital grd detection sys, X-ray indicator | EA | 2251
117200106060 | Micro ammeter | Hospital grd detection sys, micro ammeter | EA | 2671
117200106070 | Supervisory module | Hospital grd detection sys, supervisory module | EA | 2251
117200106080 | Ground cords | Hospital grd detection sys, ground cords | EA | 223
117200106100 | Hospital isolation monitors, 5 ma
117200106110 | 120v | Hospital isolation monitors, 5 ma, 120v | EA | 4293
117200106120 | 208v | Hospital isolation monitors, 5 ma, 208v | EA | 4293
117200106130 | 240v | Hospital isolation monitors, 5 ma, 240v | EA | 4617
117200106210 | Digital clock-timers separate display | Digital clock-timers separate display | EA | 2170
117200106220 | One display | Digital clock-timers, one display | EA | 1445
117200106230 | Remote control | Digital clock-timers, remote control | EA | 753
117200106240 | Battery pack | Digital clock-timers, battery pack | EA | 282
117200106310 | Surgical chronometer clock and 3 timers | Surgical chronometer clock and 3 timers | EA | 4000
117200106320 | Auxiliary control | Surgical chronometer clock auxilary control | EA | 1143
117400000000 | DENTAL EQUIPMENT
117400100000 | DENTAL EQUIPMENT | DENTAL EQUIPMENT
117400103500 | Dental care equipment
117400103520 | Drill console with accessories | Dental, drill console with accessories | EA | 8561
117400103540 | Amalgamator | Dental, amalgamator | EA | 813
117400103560 | Lathe | Dental, lathe | EA | 1794
117400103580 | Finish polisher | Dental, finish polisher | EA | 2385
117400103590 | Model trimmer | Dental, model trimer | EA | 1469
117400103600 | Motor, wall mounted | Dental, motor, wall mounted | EA | 1652
117400103640 | Cleaner, ultrasonic | Dental cleaner, ultrasonic | EA | 4400
117400103660 | Curing unit, bench mounted | Dental, curing unit, bench mounted | EA | 6765
117400103680 | Oral evacuation system, dual pump | Dental, oral evacuation system, dual pump | EA | 8173
117400103700 | Sterilizer, table top, self contained | Dental sterilizer, table top, self contained | EA | 3453
117400103720 | Dental lights
117400103740 | Light, floor or ceiling mounted | Dental light, floor or ceiling mounted | EA | 3309
117400103780 | X-ray unit
117400103790 | Portable | Dental light, portable | EA | 7381
117400103820 | Wall mounted with remote control | Dental light, wall mounted with remote control | EA | 10736
117400103830 | Illuminator, single panel | Dental illuminator, single panel | EA | 2221
117400103840 | X-ray film processor | Dental X-ray film processor | EA | 13221
117400103850 | Shield, portable x-ray, lead lined | Dental shield, portable x-ray, lead lined | EA | 2387
118200000000 | RECYCLING SYSTEMS
118200100000 | WASTE HANDLING | WASTE HANDLING
118200101000 | Incinerator, electric
118200101010 | 100 lb/hr
118200101020 | Minimum | Incinerator, electric, 100 lb/hr, minimum | EA | 18774
118200101040 | Maximum | Incinerator, electric, 100 lb/hr, maximum | EA | 31665
118200101050 | 400 lb/hr
118200101060 | Minimum | Incinerator, electric, 400 lb/hr, minimum | EA | 46851
118200101070 | Maximum | Incinerator, electric, 400 lb/hr, maximum | EA | 58147
118200101075 | 1000 lb/hr
118200101080 | Minimum | Incinerator, electric, 1000 lb/hr, minimum | EA | 108842
118200101090 | Maximum | Incinerator, electric, 1000 lb/hr, maximum | EA | 162000
118200101200 | Incinerator, medical-waste
118200101220 | 25 lb/hr, 2-7 x 4-0 | Incinerator, medical-waste, 25 lb/hr, 2-7 x 4-0 | EA | 16949
118200101230 | 50 lb/hr, 2-11 x 4-11 | Incinerator, medical-waste, 50 lb/hr, 2-11 x 4-11 | EA | 31302
118200101240 | 75 lb/hr, 3-8 x 5-0 | Incinerator, medical-waste, 75 lb/hr, 3-8 x 5-0 | EA | 43201
118200101250 | 100 lb/hr, 3-8 x 6-0 | Incinerator, medical-waste, 100 lb/hr, 3-8 x 6-0 | EA | 63136
118200101500 | Industrial compactor
118200101520 | 1 c.y. | Industrial compactor, 1 cy | EA | 16607
118200101540 | 3 c.y. | Industrial compactor, 3 cy | EA | 25643
118200101560 | 5 c.y. | Industrial compactor, 5 cy | EA | 48180
118200102000 | Trash chutes, steel, including sprinklers
118200102020 | 18" dia. | Trash chutes, steel, incl sprinklers, 18" dia | LF | 530
118200102030 | 24" dia. | Trash chutes, steel, incl sprinklers, 24" dia | LF | 579
118200102040 | 30" dia. | Trash chutes, steel, incl sprinklers, 30" dia | LF | 638
118200102050 | 36" dia. | Trash chutes, steel, incl sprinklers, 36" dia | LF | 704
118200102060 | Refuse bottom hopper | Refuse bottom hopper | EA | 2448
118223000000 | GRAY WATER RECYCLING SYSTEM | GRAY WATER RECYCLING SYSTEM
118223001000 | Residential, small commercial, 150 Gallons
118223001010 | Minimum | Gray Water Recycling System, resi or small commercial, 150 gal, minimum | EA | 5027
118223001020 | Average | Gray Water Recycling System, resi or small commercial, 150 gal, average | EA | 5697
118223001030 | Maximum | Gray Water Recycling System, resi or small commercial, 150 gal, maximum | EA | 6367
118223001040 | 250 Gallons
118223001050 | Minimum | Gray Water Recycling System, resi or small commercial, 250 gal, minimum | EA | 5864
118223001060 | Average | Gray Water Recycling System, resi or small commercial, 250 gal, average | EA | 6535
118223001070 | Maximum | Gray Water Recycling System, resi or small commercial, 250 gal, maximum | EA | 7205
118223001080 | 350 Gallons
118223001090 | Minimum | Gray Water Recycling System, resi or small commercial, 350 gal, minimum | EA | 6367
118223001100 | Average | Gray Water Recycling System, resi or small commercial, 350 gal, average | EA | 6870
118223001110 | Maximum | Gray Water Recycling System, resi or small commercial, 350 gal, maximum | EA | 7372
118223001120 | 450 Gallons
118223001130 | Minimum | Gray Water Recycling System, resi or small commercial, 450 gal, minimum | EA | 6702
118223001140 | Average | Gray Water Recycling System, resi or small commercial, 450 gal, average | EA | 7205
118223001150 | Maximum | Gray Water Recycling System, resi or small commercial, 450 gal, maximum | EA | 7708
118223001160 | 550 Gallons
118223001170 | Minimum | Gray Water Recycling System, resi or small commercial, 550 gal, minimum | EA | 8210
118223001180 | Average | Gray Water Recycling System, resi or small commercial, 550 gal, average | EA | 6786
118223001190 | Maximum | Gray Water Recycling System, resi or small commercial, 550 gal, maximum | EA | 8713
120000000000 | FURNISHINGS
122100000000 | WINDOW BLINDS
122100100000 | BLINDS | BLINDS
122100100990 | Venetian blinds
122100101000 | 2" slats | Venetian blinds, 2" slats | SF | 50.35
122100101020 | 1" slats | Venetian blinds, 1" slats | SF | 53.66
122100200000 | SHADES
122100201000 | Standard window shades, light filtering
122100201100 | Minimum | Window shade, roll up, min. | SF | 9.06
122100201150 | Average | Window shade, roll up, avg. | SF | 12.64
122100201160 | Maximum | Window shade, roll up, max. | SF | 26.54
122200000000 | CURTAINS AND DRAPES
122200100000 | WINDOW TREATMENT | WINDOW TREATMENT
122200101000 | Drapery tracks, wall or ceiling mounted
122200101040 | Basic traverse rod
122200101080 | 50 to 90" | Traverse drapery rod, 50"-90" | EA | 105
122200101100 | 84 to 156" | Traverse drapery rod, 84"-156" | EA | 131
122200101120 | 136 to 250" | Traverse drapery rod, 136"-250" | EA | 169
122200101140 | 165 to 312" | Traverse drapery rod, 165"-312" | EA | 241
122200101160 | Traverse rod with stationary curtain rod
122200101180 | 30 to 50" | Traverse drapery rod, w/stationary rod, 30"-50" | EA | 137
122200101200 | 50 to 90" | Traverse drapery rod, w/stationary rod, 50"-90" | EA | 151
122200101220 | 84 to 156" | Traverse drapery rod, w/stationary rod, 84"-156" | EA | 198
122200101240 | 136 to 250" | Traverse drapery rod, w/stationary rod, 136"-250" | EA | 237
122200101260 | Double traverse rod
122200101280 | 30 to 50" | Double traverse rod, 30"-50" | EA | 153
122200101300 | 50 to 84" | Double traverse rod, 50"-90" | EA | 185
122200101320 | 84 to 156" | Double traverse rod, 84"-156" | EA | 197
122200101340 | 136 to 250" | Double traverse rod, 136"-250" | EA | 246
123200000000 | MANUFACTURED WOOD CASEWORK
123200100000 | CASEWORK | CASEWORK
123200100080 | Kitchen base cabinet, standard, 24" deep, 35" high
123200100100 | 12" wide | Kitchen cabinet, base, 24" deep, 35 h x 12 w | EA | 329
123200100120 | 18" wide | Kitchen cabinet, base, 24" deep, 35 h, 18 w | EA | 370
123200100140 | 24" wide | Kitchen cabinet, base, 24" deep, 35 h, 24 w | EA | 464
123200100160 | 27" wide | Kitchen cabinet, base, 24" deep, 35 h, 27 w | EA | 507
123200100180 | 36" wide | Kitchen cabinet, base, 24" deep, 35 h, 36 w | EA | 602
123200100200 | 48" wide | Kitchen cabinet, base, 24" deep, 35 h, 48 w | EA | 701
123200100210 | Drawer base, 24" deep, 35" high
123200100220 | 15" wide | Kitchen cabinet, drawer base, 24" deep, 35 h, 15 w | EA | 396
123200100230 | 18" wide | Kitchen cabinet, drawer base, 24" deep, 35 h, 18 w | EA | 415
123200100240 | 24" wide | Kitchen cabinet, drawer base, 24" deep, 35 h, 24 w | EA | 629
123200100250 | 27" wide | Kitchen cabinet, drawer base, 24" deep, 35 h, 27 w | EA | 700
123200100260 | 30" wide | Kitchen cabinet, drawer base, 24" deep, 35 h, 30 w | EA | 804
123200100270 | Sink-ready base cabinet
123200100280 | 30" wide | Kitchen cabinet, sink-ready base, 24" deep, 35 h, 30 w | EA | 424
123200100290 | 36" wide | Kitchen cabinet, sink-ready base, 24" deep, 35 h, 36 w | EA | 441
123200100300 | 42" wide | Kitchen cabinet, sink-ready base, 24" deep, 35 h, 42 w | EA | 473
123200100310 | 60" wide | Kitchen cabinet, sink-ready base, 24" deep, 35 h, 60 w | EA | 555
123200100320 | Corner cabinet, 36" wide | Kitchen corner cabinet, 36" wide, base | EA | 730
123200104000 | Wall cabinet, 12" deep, 12" high
123200104020 | 30" wide | Kitchen cabinet, wall, 12" deep, 12" h, 30" w | EA | 399
123200104060 | 36" wide | Kitchen cabinet, wall, 12" deep, 12" h, 36" w | EA | 415
123200104070 | 15" high
123200104080 | 30" wide | Kitchen cabinet, wall, 12" deep, 15" h, 30" w | EA | 465
123200104100 | 36" wide | Kitchen cabinet, wall, 12" deep, 15" h, 36" w | EA | 652
123200104110 | 24" high
123200104120 | 30" wide | Kitchen cabinet, wall, 12" deep, 24" h, 30" w | EA | 505
123200104140 | 36" wide | Kitchen cabinet, wall, 12" deep, 24" h, 36" w | EA | 517
123200104150 | 30" high
123200104160 | 12" wide | Kitchen cabinet, wall, 12" deep, 30" h, 12" w | EA | 338
123200104180 | 18" wide | Kitchen cabinet, wall, 12" deep, 30" h, 18" w | EA | 376
123200104200 | 24" wide | Kitchen cabinet, wall, 12" deep, 30" h, 24" w | EA | 395
123200104300 | 27" wide | Kitchen cabinet, wall, 12" deep, 30" h, 27" w | EA | 452
123200104320 | 30" wide | Kitchen cabinet, wall, 12" deep, 30" h, 30" w | EA | 507
123200104340 | 36" wide | Kitchen cabinet, wall, 12" deep, 30" h, 36" w | EA | 514
123200104350 | Corner cabinet, 30" high
123200104360 | 24" wide | Kitchen cabinet, corner wall, 30" h, 24" w | EA | 575
123200104380 | 30" wide | Kitchen cabinet, corner wall, 30" h, 30" w | EA | 665
123200104390 | 36" wide | Kitchen cabinet, corner wall, 30" h, 36" w | EA | 712
123200105020 | Wardrobe | Wardrobe, residential, stock, wood | EA | 1366
123200106980 | Vanity with top, laminated plastic
123200107000 | 24" wide | Vanity cabinet, w/top, lam plastic, 24" w | EA | 1163
123200107020 | 30" wide | Vanity cabinet, w/top, lam plastic, 30" w | EA | 1278
123200107040 | 36" wide | Vanity cabinet, w/top, lam plastic, 36" w | EA | 1508
123200107060 | 48" wide | Vanity cabinet, w/top, lam plastic, 48" w | EA | 1708
123200108060 | Cabinet hardware
123200108070 | Handles
123200108080 | Minimum | Cabinet hardware, handles, min. | EA | 16.93
123200108090 | Average | Cabinet hardware, handles, avg. | EA | 20.76
123200108100 | Maximum | Cabinet hardware, handles, max. | EA | 29.25
123200108110 | Pulls/knobs
123200108120 | Minimum | Cabinet hardware, pulls, min. | EA | 10.38
123200108130 | Average | Cabinet hardware, pulls, avg. | EA | 12.39
123200108140 | Maximum | Cabinet hardware, pulls, max. | EA | 17.51
123600000000 | COUNTERTOPS
123600100000 | COUNTERTOPS | COUNTERTOPS
123600101020 | Stainless steel, countertop, with backsplash | Counter top, with backsplash, stainless | SF | 306
123600102000 | Acid-proof, kemrock surface | Counter top, acid-proof, kemrock surface | SF | 129
123600105000 | Stone countertop, installed complete
123600105100 | Minimum | Stone countertop, installed complete, min. | SF | 77
123600105150 | Average | Stone countertop, installed complete, avg. | SF | 99
123600105160 | Maximum | Stone countertop, installed complete, max. | SF | 132
123600105195 | Add for backsplash | Stone countertop, backsplash | SF | 154
123600105200 | Add for cutouts | Stone countertop, cutouts | EA | 330
124800000000 | RUGS AND MATS
124800100000 | FLOOR MATS | FLOOR MATS
124800101020 | Recessed entrance mat, 3/8" thick, aluminum link | Recessed entrance mat, 3/8" thick, aluminum link | SF | 111
124800101040 | Steel, flexible | Recessed entrance mat, 3/8" thick, steel flex | SF | 66.15
125600100000 | EDUCATIONAL FURNITURE | EDUCATIONAL FURNITURE
125600101000 | Tables, minimum | Educational furniture, tables, min. | EA | 275
125600101010 | Maximum | Educational furniture, tables, max. | EA | 440
125600102000 | Chairs, minimum | Educational furniture, chairs, min. | EA | 49.5
125600102010 | Maximum | Educational furniture, chairs, max. | EA | 165
130000000000 | SPECIAL CONSTRUCTION
130500000000 | CONSTRUCTION
131100100000 | SWIMMING POOL EQUIPMENT | SWIMMING POOL EQUIPMENT
131100101100 | Diving boards
131100101110 | 14' long
131100101120 | Aluminum | Diving boards, 14' long, aluminum | EA | 6547
131100101140 | Fiberglass | Diving boards, 14' long, fiberglass | EA | 5036
131100101500 | Ladders, heavy duty
131100101510 | 2 steps
131100101520 | Minimum | Ladders, heavy duty, 2 steps, minimum | EA | 1595
131100101540 | Maximum | Ladders, heavy duty, 2 steps, maximum | EA | 2418
131100101550 | 4 steps
131100101560 | Minimum | Ladders, heavy duty, 4 steps, minimum | EA | 1724
131100101580 | Maximum | Ladders, heavy duty, 4 steps, maximum | EA | 2674
131100101600 | Lifeguard chair
131100101620 | Minimum | Lifeguard chair, minimum | EA | 4798
131100101640 | Maximum | Lifeguard chair, maximum | EA | 7086
131100101700 | Lights, underwater
131100101705 | 12 volt, with transformer, 100 watt
131100101710 | Incandescent | Lights, underwater, 12 volt, with transformer, incandescent | EA | 469
131100101715 | Halogen | Lights, underwater, 12 volt, with transformer, halogen | EA | 423
131100101720 | LED | Lights, underwater, 12 volt, with transformer, LED | EA | 991
131100101730 | 110 volt
131100101740 | Minimum | Lights, underwater, 110 volt, minimum | EA | 1565
131100101760 | Maximum | Lights, underwater, 110 volt, maximum | EA | 3552
131100101780 | Ground fault interrupter for 110 volt, each light | Lights, underwater, GFI for 110 v, each light | EA | 355
131100102000 | Pool cover
131100102020 | Reinforced polyethylene | Pool covers, reinforced polyethylene | SF | 7.94
131100102030 | Vinyl water tube
131100102040 | Minimum | Pool covers, vinyl water tube, minimum | SF | 6.77
131100102060 | Maximum | Pool covers, vinyl water tube, maximum | SF | 7.68
131100102080 | Safety mats
131100102085 | Average | Safety mats, swimming area, min. | SF | 3.83
131100102089 | Maximum | Safety mats, swimming area, max. | SF | 11.71
131100102100 | Slides with water tube
131100102120 | Minimum | Slides with water tube, minimum | EA | 2001
131100102140 | Maximum | Slides with water tube, maximum | EA | 31912
132400000000 | SPECIAL ACTIVITY ROOMS
132416000000 | SAUNAS | SAUNAS
132416000010 | Prefabricated, cedar siding, insulated panels, prehung door, 240 volt. heater
132416000020 | 4'x8"x4'-8"x6'-6" | Sauna, prefab, cedar, insul panels, door, 240 volt. 4'x8"x4'-8"x6'-6" | EA | 8094
132416000030 | 5'-8"x6'-8"x6'-6" | Sauna, prefab, cedar, insul panels, door, 240 volt. 5'-8"x6'-8"x6'-6" | EA | 9791
132416000040 | 6'-8"x6'-8"x6'-6" | Sauna, prefab, cedar, insul panels, door, 240 volt. 6'-8"x6'-8"x6'-6" | EA | 11401
132416000050 | 7'-8"x7'-8"x6'-6" | Sauna, prefab, cedar, insul panels, door, 240 volt. 7'-8"x7'-8"x6'-6" | EA | 13770
132416000060 | 7'-8"x9'-8"x6'-6" | Sauna, prefab, cedar, insul panels, door, 240 volt. 7'-8"x9'-8"x6'-6" | EA | 18142
133400000000 | FABRICATED ENGINEERED STRUCTURES
133419000000 | PRE-ENGINEERED BUILDINGS | PRE-ENGINEERED BUILDINGS
133419001080 | Pre-engineered metal building, 40'x100'
133419001100 | 14' eave height | Pre-eng metal building, 40'x100', 14' eave height | SF | 18.89
133419001120 | 16' eave height | Pre-eng metal building, 40'x100', 16' eave height | SF | 21.56
133419001140 | 20' eave height | Pre-eng metal building, 40'x100', 20' eave height | SF | 25.77
133419001150 | 60'x100'
133419001160 | 14' eave height | Pre-eng metal building, 60'x100', 14' eave height | SF | 21.95
133419001180 | 16' eave height | Pre-eng metal building, 60'x100', 16' eave height | SF | 24.62
133419001190 | 20' eave height | Pre-eng metal building, 60'x100', 20' eave height | SF | 28.94
133419001195 | 80'x100'
133419001200 | 14' eave height | Pre-eng metal building, 80'x100', 14' eave height | SF | 18.51
133419001210 | 16' eave height | Pre-eng metal building, 80'x100', 16' eave height | SF | 19.98
133419001220 | 20' eave height | Pre-eng metal building, 80'x100', 20' eave height | SF | 23.82
133419001280 | 100'x100'
133419001300 | 14' eave height | Pre-eng metal building, 100'x100', 14' eave height | SF | 18.23
133419001320 | 16' eave height | Pre-eng metal building, 100'x100', 16' eave height | SF | 19.78
133419001340 | 20' eave height | Pre-eng metal building, 100'x100', 20' eave height | SF | 23.42
133419001350 | 100'x150'
133419001360 | 14' eave height | Pre-eng metal building, 100'x150', 14' eave height | SF | 17.02
133419001380 | 16' eave height | Pre-eng metal building, 100'x150', 16' eave height | SF | 18.48
133419001400 | 20' eave height | Pre-eng metal building, 100'x150', 20' eave height | SF | 21.68
133419001410 | 120'x150'
133419001420 | 14' eave height | Pre-eng metal building, 120'x150', 14' eave height | SF | 17.59
133419001440 | 16' eave height | Pre-eng metal building, 120'x150', 16' eave height | SF | 18.86
133419001460 | 20' eave height | Pre-eng metal building, 120'x150', 20' eave height | SF | 21.77
133419001480 | 140'x150'
133419001500 | 14' eave height | Pre-eng metal building, 140'x150', 14' eave height | SF | 17.02
133419001520 | 16' eave height | Pre-eng metal building, 140'x150', 16' eave height | SF | 18.36
133419001540 | 20' eave height | Pre-eng metal building, 140'x150', 20' eave height | SF | 21.68
133419001600 | 160'x200'
133419001620 | 14' eave height | Pre-eng metal building, 160'x200', 14' eave height | SF | 14.74
133419001640 | 16' eave height | Pre-eng metal building, 160'x200', 16' eave height | SF | 16.06
133419001680 | 20' eave height | Pre-eng metal building, 160'x200', 20' eave height | SF | 18.98
133419001690 | 200'x200'
133419001700 | 14' eave height | Pre-eng metal building, 200'x200', 14' eave height | SF | 13.67
133419001720 | 16' eave height | Pre-eng metal building, 200'x200', 16' eave height | SF | 15.42
133419001740 | 20' eave height | Pre-eng metal building, 200'x200', 20' eave height | SF | 18.33
133419005020 | Hollow metal door and frame, 6' x 7' | Hollow metal door and frame, 6'x 7' | EA | 1735
133419005030 | Sectional steel overhead door, manually operated
133419005040 | 8' x 8' | Sectional steel overhead door, manual, 8'x8' | EA | 2836
133419005080 | 12' x 12' | Sectional steel overhead door, manual, 12'x 12' | EA | 3778
133419005100 | Roll-up steel door, manually operated
133419005120 | 10' x 10' | Roll-up steel door, manual, 10'x 10' | EA | 2209
133419005140 | 12' x 12' | Roll-up steel door, manual, 12'x 12' | EA | 3961
133419005160 | For gravity ridge ventilator with birdscreen | For gravity ridge ventilator with birdscreen | EA | 946
133419005161 | 9" throat x 10' | Gravity ridge ventilator, 9" throat x 10' | EA | 1037
133419005181 | 12" throat x 10' | Gravity ridge ventilator, 12" throat x 10' | EA | 1263
133419005200 | For 20" rotary vent with damper | For 20" rotary vent with damper | EA | 475
133419005220 | For 4' x 3' fixed louver | For 4' x 3' fixed louver | EA | 339
133419005240 | For 4' x 3' aluminum sliding window | For 4' x 3' aluminum sliding window | EA | 296
133419005260 | For 3' x 9' fiberglass panels | For 3' x 9' fiberglass panels | EA | 223
133419008020 | Liner panel, 26 ga, painted steel | Liner panel, 26 ga, painted steel | SF | 6.24
133419008040 | Wall panel insulated, 26 ga. steel, foam core | Wall panel insulated, 26 ga. steel foam core | SF | 15.16
133419008060 | Roof panel, 26 ga. painted steel | Roof panel, 26 ga. painted steel | SF | 5.12
133419008080 | Plastic (skylight) | Plastic (sky light) | SF | 10.05
133419009000 | Insulation, 3-1/2" thick blanket, R11 | Insulation, 3-1/2" thick blanket, R11 | SF | 3.21
140000000000 | CONVEYING
141100100000 | DUMBWAITERS | DUMBWAITERS
141100100100 | 28' travel, extruded alum., 4 stops, 100 lbs. capacity | Dumbwaiters, 28' travel, extruded alum., 4 stops, 100 lbs. capacity | EA | 7501
141100100120 | 150 lbs. capacity | Dumbwaiters, 28' travel, extruded alum., 4 stops, 150 lbs. capacity | EA | 10553
141100100140 | 200 lbs. capacity | Dumbwaiters, 28' travel, extruded alum., 4 stops, 200 lbs. capacity | EA | 15148
142100000000 | CONVEYING EQUIPMENT
142100100000 | ELEVATORS | ELEVATORS
142100100420 | Passenger elevators, electric, geared
142100100440 | Based on a shaft of 6 stops and 6 openings
142100100450 | 50 fpm, 2000 lb | Elevator, electric, 6 stop, 6 op, 50 fpm, 2000 lb | EA | 165104
142100100510 | 100 fpm, 2000 lb | Elevator, electric, 6 stop, 6 op, 100 fpm, 2000 lb | EA | 171474
142100100520 | 150 fpm
142100100530 | 2000 lb | Elevator, electric, 6 stop, 6 op, 150 fpm, 2000 lb | EA | 189269
142100100540 | 3000 lb | Elevator, electric, 6 stop, 6 op, 150 fpm, 3000 lb | EA | 237886
142100100550 | 4000 lb | Elevator, electric, 6 stop, 6 op, 150 fpm, 4000 lb | EA | 248163
142100100560 | 200 fpm
142100100570 | 2500 lb | Elevator, electric, 6 stop, 6 op, 200 fpm, 2500 lb | EA | 228446
142100100580 | 3000 lb | Elevator, electric, 6 stop, 6 op, 200 fpm, 3000 lb | EA | 235125
142100100590 | 4000 lb | Elevator, electric, 6 stop, 6 op, 200 fpm, 4000 lb | EA | 248163
142100100600 | 250 fpm
142100100610 | 2500 lb | Elevator, electric, 6 stop, 6 op, 250 fpm, 2500 lb | EA | 236313
142100100620 | 3000 lb | Elevator, electric, 6 stop, 6 op, 250 fpm, 3000 lb | EA | 249522
142100100630 | 4000 lb | Elevator, electric, 6 stop, 6 op, 250 fpm, 4000 lb | EA | 255637
142100100640 | 300 fpm
142100100650 | 2500 lb | Elevator, electric, 6 stop, 6 op, 300 fpm, 2500 lb | EA | 234110
142100100660 | 3000 lb | Elevator, electric, 6 stop, 6 op, 300 fpm, 3000 lb | EA | 247713
142100100670 | 4000 lb | Elevator, electric, 6 stop, 6 op, 300 fpm, 4000 lb | EA | 250071
142100100680 | For each additional; 50 fpm, add per stop | Elevator, electric, 6 stop, 6 op, additional 50 fpm, add per stop | EA | 7180
142100100690 | 500 lb, add per stop | Elevator, electric, 6 stop, 6 op, additional 500 lb, add per stop | EA | 9573
142100100700 | Opening, add per stop | Elevator, electric, 6 stop, 6 op, additional opening, add | EA | 10769
142100100710 | Stop, add per stop | Elevator, electric, 6 stop, 6 op, additional stop, add | EA | 9573
142100100720 | Bonderized steel door, add per opening | Elevator, electric, 6 stop, 6 op, additional bonderized steel door, add | EA | 359
142100100730 | Colored aluminum door, add per opening | Elevator, electric, 6 stop, 6 op, additional colored alum door, add | EA | 2034
142100100740 | Stainless steel door, add per opening | Elevator, electric, 6 stop, 6 op, additional stainless steel door, add | EA | 1436
142100100750 | Cast bronze door, add per opening | Elevator, electric, 6 stop, 6 op, additional cast bronze door, add | EA | 2393
142100100760 | Two speed door, add per opening | Elevator, electric, 6 stop, 6 op, additional two speed, add | EA | 957
142100100770 | Bi-parting door, add per opening | Elevator, electric, 6 stop, 6 op, additional bi-parting door, add | EA | 2034
142100100780 | Custom cab interior add | Elevator, electric, 6 stop, 6 op, additional custom cab interior, add | EA | 10769
142100100790 | Based on a shaft of 8 stops and 8 openings
142100101010 | 300 fpm
142100101020 | 3000 lb | Elevator, electric, 8 stop, 8 op, 300 fpm, 3000 lb | EA | 306815
142100101040 | 3500 lb | Elevator, electric, 8 stop, 8 op, 300 fpm, 3500 lb | EA | 311549
142100101060 | 4000 lb | Elevator, electric, 8 stop, 8 op, 300 fpm, 4000 lb | EA | 327319
142100101070 | 5000 lb | Elevator, electric, 8 stop, 8 op, 300 fpm, 5000 lb | EA | 363378
142100101080 | 400 fpm
142100101090 | 3000 lb | Elevator, electric, 8 stop, 8 op, 400 fpm, 3000 lb | EA | 321095
142100101100 | 3500 lb | Elevator, electric, 8 stop, 8 op, 400 fpm, 3500 lb | EA | 326539
142100101120 | 4000 lb | Elevator, electric, 8 stop, 8 op, 400 fpm, 4000 lb | EA | 349409
142100101140 | 5000 lb | Elevator, electric, 8 stop, 8 op, 400 fpm, 5000 lb | EA | 397302
142100101150 | 600 fpm
142100101160 | 3000 lb | Elevator, electric, 8 stop, 8 op, 600 fpm, 3000 lb | EA | 450156
142100101180 | 3500 lb | Elevator, electric, 8 stop, 8 op, 600 fpm, 3500 lb | EA | 461206
142100101190 | 4000 lb | Elevator, electric, 8 stop, 8 op, 600 fpm, 4000 lb | EA | 466143
142100101200 | 5000 lb | Elevator, electric, 8 stop, 8 op, 600 fpm, 5000 lb | EA | 478980
142100101210 | 800 fpm
142100101220 | 3000 lb | Elevator, electric, 8 stop, 8 op, 800 fpm, 3000 lb | EA | 532442
142100101240 | 3500 lb | Elevator, electric, 8 stop, 8 op, 800 fpm, 3500 lb | EA | 538522
142100101260 | 4000 lb | Elevator, electric, 8 stop, 8 op, 800 fpm, 4000 lb | EA | 545037
142100101280 | 5000 lb | Elevator, electric, 8 stop, 8 op, 800 fpm, 5000 lb | EA | 548801
142100101300 | For each additional; 100 fpm add per stop | Elevator, electric, 8 stop, 8 op, additional 100 fpm, add per stop | EA | 29915
142100101310 | 500 lb, add per stop | Elevator, electric, 8 stop, 8 op, additional 500 lb, add per stop | EA | 15556
142100101320 | Opening add per stop | Elevator, electric, 8 stop, 8 op, additional opening, add | EA | 23932
142100101330 | Stop add per stop | Elevator, electric, 8 stop, 8 op, additional stop, add | EA | 10769
142100101340 | Bypass floor, add per each | Elevator, electric, 8 stop, 8 op, additional bypass floor, add | EA | 4786
142100101350 | Bonderized steel door, add per opening | Elevator, electric, 8 stop, 8 op, additional bonderized steel door, add | EA | 359
142100101360 | Colored aluminum door, add per opening | Elevator, electric, 8 stop, 8 op, additional colored alum door, add | EA | 2154
142100101370 | Stainless steel door, add per opening | Elevator, electric, 8 stop, 8 op, additional stainless steel door, add | EA | 1436
142100101380 | Cast bronze door, add per opening | Elevator, electric, 8 stop, 8 op, additional cast bronze door, add | EA | 1436
142100101390 | Two speed bi-parting door, add per opening | Elevator, electric, 8 stop, 8 op, add two speed bi-parting door, add | EA | 2393
142100101400 | Custom cab interior, add | Elevator, electric, 8 stop, 8 op, additional custom cab interior, add | EA | 11966
142100101410 | Hydraulic, based on a shaft of 3 stops, 3 openings
142100101420 | 50 fpm
142100101500 | 2000 lb | Elevator, hydraulic, 3 stops, 3 op, 50 fpm, 2000 lb | EA | 115269
142100101510 | 2500 lb | Elevator, hydraulic, 3 stops, 3 op, 50 fpm, 2500 lb | EA | 123064
142100101520 | 3000 lb | Elevator, hydraulic, 3 stops, 3 op, 50 fpm, 3000 lb | EA | 129834
142100101530 | 100 fpm
142100101540 | 2000 lb | Elevator, hydraulic, 3 stops, 3 op, 100 fpm, 2000 lb | EA | 125999
142100101550 | 2500 lb | Elevator, hydraulic, 3 stops, 3 op, 100 fpm, 2500 lb | EA | 132832
142100101560 | 3000 lb | Elevator, hydraulic, 3 stops, 3 op, 100 fpm, 3000 lb | EA | 142044
142100101570 | 150 fpm
142100101580 | 2000 lb | Elevator, hydraulic, 3 stops, 3 op, 150 fpm, 2000 lb | EA | 136255
142100101590 | 2500 lb | Elevator, hydraulic, 3 stops, 3 op, 150 fpm, 2500 lb | EA | 149005
142100101600 | 3000 lb | Elevator, hydraulic, 3 stops, 3 op, 150 fpm, 3000 lb | EA | 159552
142100101610 | For each additional; 50 fpm add per stop | Elevator, hyd, 3 stops, 3 op, additional 50 fpm, add per stop | EA | 8376
142100101620 | 500 lb, add per stop | Elevator, hyd, 3 stops, 3 op, additional 500 lb, add per stop | EA | 8376
142100101630 | Opening, add | Elevator, hyd, 3 stops, 3 op, additional op, add | EA | 10171
142100101640 | Stop, add per stop | Elevator, hyd, 3 stops, 3 op, additional stop, add | EA | 12564
142100101650 | Bonderized steel door, add per opening | Elevator, hyd, 3 stops, 3 op, add'l bonderized steel door, add per op | EA | 957
142100101660 | Colored aluminum door, add per opening | Elevator, hyd, 3 stops, 3 op, add'l colored alum door, add per op | EA | 3590
142100101670 | Stainless steel door, add per opening | Elevator, hyd, 3 stops, 3 op, add'l stainless steel door, add per op | EA | 1556
142100101680 | Cast bronze door, add per opening | Elevator, hyd, 3 stops, 3 op, add'l cast bronze door, add per op | EA | 2872
142100101690 | Two speed door, add per opening | Elevator, hyd, 3 stops, 3 op, additional two speed door, add per op | EA | 957
142100101700 | Bi-parting door, add per opening | Elevator, hyd, 3 stops, 3 op, additional bi-parting door, add per op | EA | 2154
142100101710 | Custom cab interior, add per cab | Elevator, hyd, 3 stops, 3 op, add'l custom cab interior, add per cab | EA | 11966
142100101720 | Small elevators, 4 to 6 passenger capacity
142100101730 | Electric, push
142100102010 | 2 stops | Small elevator, 4-6 passenger, electric, 2 stop | EA | 41217
142100102020 | 3 stops | Small elevator, 4-6 passenger, electric, 3 stop | EA | 51056
142100102030 | 4 stops | Small elevator, 4-6 passenger, electric, 4 stop | EA | 58003
142100102080 | Freight elevators, electric
142100102090 | Based on a shaft of 6 stops and 6 openings
142100102100 | 50 fpm
142100102110 | 3500 lb | Freight elevator, electric, 6 stop, 6 op, 50 fpm, 3500 lb | EA | 292564
142100102120 | 4000 lb | Freight elevator, electric, 6 stop, 6 op, 50 fpm, 4000 lb | EA | 293300
142100102130 | 5000 lb | Freight elevator, electric, 6 stop, 6 op, 50 fpm, 5000 lb | EA | 298943
142100102140 | 100 fpm
142100102150 | 3500 lb | Freight elevator, electric, 6 stop, 6 op, 100 fpm, 3500 lb | EA | 306306
142100102160 | 4000 lb | Freight elevator, electric, 6 stop, 6 op, 100 fpm, 4000 lb | EA | 310725
142100102170 | 5000 lb | Freight elevator, electric, 6 stop, 6 op, 100 fpm, 5000 lb | EA | 316726
142100102180 | 200 fpm
142100102190 | 3500 lb | Freight elevator, electric, 6 stop, 6 op, 200 fpm, 3500 lb | EA | 305460
142100102200 | 4000 lb | Freight elevator, electric, 6 stop, 6 op, 200 fpm, 4000 lb | EA | 306933
142100102210 | 5000 lb | Freight elevator, electric, 6 stop, 6 op, 200 fpm, 5000 lb | EA | 310715
142100102220 | For elevator with manual door, deduct 15%
142100102230 | For variable voltage control, add 20%
142100102300 | Based on shaft of 8 stops and 8 openings
142100102310 | 100 fpm
142100102320 | 4000 lb | Freight elevator, electric, 8 stop, 8 op, 100 fpm, 4000 lb | EA | 295040
142100102330 | 6000 lb | Freight elevator, electric, 8 stop, 8 op, 100 fpm, 6000 lb | EA | 297582
142100102340 | 8000 lb | Freight elevator, electric, 8 stop, 8 op, 100 fpm, 8000 lb | EA | 302980
142100102350 | 150 fpm
142100102360 | 4000 lb | Freight elevator, electric, 8 stop, 8 op, 150 fpm, 4000 lb | EA | 299569
142100102370 | 6000 lb | Freight elevator, electric, 8 stop, 8 op, 150 fpm, 6000 lb | EA | 299717
142100102380 | 8000 lb | Freight elevator, electric, 8 stop, 8 op, 150 fpm, 8000 lb | EA | 308876
142100102390 | 200 fpm
142100102400 | 4000 lb | Freight elevator, electric, 8 stop, 8 op, 200 fpm, 4000 lb | EA | 301878
142100102410 | 6000 lb | Freight elevator, electric, 8 stop, 8 op, 200 fpm, 6000 lb | EA | 309443
142100102420 | 8000 lb | Freight elevator, electric, 8 stop, 8 op, 200 fpm, 8000 lb | EA | 323029
142100102430 | For each additional; 50 fpm, add per stop | Freight elevator, electric, 8 stop, 8 op, additional 50 fpm, add per stop | EA | 4786
142100102440 | 500 lb, add per stop | Freight elevator, electric, 8 stop, 8 op, additional 500 lb, add per stop | EA | 1436
142100102450 | Opening, add per stop | Freight elevator, electric, 8 stop, 8 op, additional opening, add | EA | 16752
142100102460 | Stop, add per stop | Freight elevator, electric, 8 stop, 8 op, additional stop, add | EA | 14359
142100102470 | For variable voltage, add 20%
142100102480 | Hydraulic, based on 3 stops and 3 openings
142100102490 | 50 fpm
142100102510 | 3000 lb | Freight elev, hydr, 3 stop, 3 op, 50 fpm, 3000 lb | EA | 126220
142100102520 | 4000 lb | Freight elev, hydr, 3 stop, 3 op, 50 fpm, 4000 lb | EA | 138095
142100102530 | 6000 lb | Freight elev, hydr, 3 stop, 3 op, 50 fpm, 6000 lb | EA | 160287
142100102540 | 100 fpm
142100102550 | 3000 lb | Freight elev, hydr, 3 stop, 3 op, 100 fpm, 3000 lb | EA | 142421
142100102560 | 4000 lb | Freight elev, hydr, 3 stop, 3 op, 100 fpm, 4000 lb | EA | 149878
142100102570 | 6000 lb | Freight elev, hydr, 3 stop, 3 op, 100 fpm, 6000 lb | EA | 176487
142100102580 | 150 fpm
142100102590 | 3000 lb | Freight elev, hydr, 3 stop, 3 op, 150 fpm, 3000 lb | EA | 155676
142100102600 | 4000 lb | Freight elev, hydr, 3 stop, 3 op, 150 fpm, 4000 lb | EA | 167551
142100102610 | 6000 lb | Freight elev, hydr, 3 stop, 3 op, 150 fpm, 6000 lb | EA | 191215
142100102620 | For each additional; 50 fpm, add per stop | Freight elev, hydr, 3 stop, 3 op, additional 50 fpm, add per stop | EA | 4786
142100102630 | 500 lb, add per stop | Freight elev, hydr, 3 stop, 3 op, additional 500 lb, add per stop | EA | 1436
142100102640 | Opening, add per stop | Freight elev, hydr, 3 stop, 3 op, additional opening, add | EA | 14359
142100102650 | Stop, add per stop | Freight elev, hydr, 3 stop, 3 op, additional stop, add | EA | 14359
142100102660 | For elevator with manual door deduct from total, 15%
143100000000 | ESCALATORS
143100100000 | ESCALATORS | ESCALATORS
143100101000 | Escalators
143100101020 | 32" wide, floor to floor
143100101040 | 12' high | Escalators, 32" wide, floor to floor, 12' high | EA | 205741
143100101050 | 15' high | Escalators, 32" wide, floor to floor, 15' high | EA | 225419
143100101060 | 18' high | Escalators, 32" wide, floor to floor, 18' high | EA | 243991
143100101070 | 22' high | Escalators, 32" wide, floor to floor, 22' high | EA | 244460
143100101080 | 25' high | Escalators, 32" wide, floor to floor, 25' high | EA | 278540
143100101085 | 48" wide
143100101090 | 12' high | Escalators, 48" wide, floor to floor, 12' high | EA | 228751
143100101100 | 15' high | Escalators, 48" wide, floor to floor, 15' high | EA | 250362
143100101120 | 18' high | Escalators, 48" wide, floor to floor, 18' high | EA | 270332
143100101130 | 22' high | Escalators, 48" wide, floor to floor, 22' high | EA | 304809
143100101140 | 25' high | Escalators, 48" wide, floor to floor, 25' high | EA | 326126
144100000000 | LIFTS
144100100000 | PERSONNEL LIFTS | PERSONNEL LIFTS
144100101000 | Electrically operated, 1 or 2 person lift
144100101001 | With attached foot platforms
144100101020 | 3 stops | Personel lift, electric, 1-2 person, 3 stop | EA | 13752
144100101040 | 5 stops | Personel lift, electric, 1-2 person, 5 stops | EA | 21442
144100101060 | 7 stops | Personel lift, electric, 1-2 person, 7 stops | EA | 24990
144100102000 | For each additional stop, add | Personel lift, electric, 1-2 person, additional stop, add | EA | 2992
144100103020 | Residential stair climber, per story | Residential stair climber, per story | EA | 7073
144100103030 | curved | Residential stair climber, per story, curved | EA | 14309
144200000000 | WHEELCHAIR LIFTS
144200100000 | WHEELCHAIR LIFTS | WHEELCHAIR LIFTS
144200101000 | 600 lb, Residential | Wheelchair lifts, 600 lb. residential | EA | 8409
144200101001 | Commercial | Wheelchair lifts, 600 lb. commercial | EA | 18753
144500000000 | VEHICLE LIFTS
144500100000 | VEHICLE LIFTS | VEHICLE LIFTS
144500101020 | Automotive hoist, one post, semi-hydraulic, 8,000 lb | Auto hoist, 1 post, semi-hydraulic, 8000 lb | EA | 8099
144500101040 | Full hydraulic, 8,000 lb | Auto hoist, 1 post, full hydraulic, 8000 lb | EA | 8245
144500101060 | 2 post, semi-hydraulic, 10,000 lb | Auto hoist, 2 post, semi-hydraulic, 10000 lb | EA | 9968
144500101070 | Full hydraulic
144500101080 | 10,000 lb | Auto hoist, 2 post, full hydraulic, 10000 lb | EA | 10842
144500101100 | 13,000 lb | Auto hoist, 2 post, full hydraulic, 13000 lb | EA | 16060
144500101120 | 18,500 lb | Auto hoist, 2 post, full hydraulic, 18500 lb | EA | 20423
144500101140 | 24,000 lb | Auto hoist, 2 post, full hydraulic, 24000 lb | EA | 25166
144500101160 | 26,000 lb | Auto hoist, 2 post, full hydraulic, 26000 lb | EA | 24729
144500101170 | Pneumatic hoist, fully hydraulic
144500101180 | 11,000 lb | Pneumatic hoist, full hydraulic, 11000 lb | EA | 19568
144500101200 | 24,000 lb | Pneumatic hoist, full hydraulic, 24000 lb | EA | 25905
149100000000 | MATERIAL HANDLING
149100100000 | CHUTES | CHUTES
149100101020 | Linen chutes, stainless steel, with supports
149100101030 | 18" dia. | Linen chutes, stainless steel, w/supports, 18" dia | LF | 190
149100101040 | 24" dia. | Linen chutes, stainless steel, w/supports, 24" dia | LF | 236
149100101050 | 30" dia. | Linen chutes, stainless steel, w/supports, 30" dia | LF | 253
149100101060 | Hopper | Linen chutes, hopper | EA | 3029
149100101070 | Skylight | Linen chutes, skylight | EA | 1888
149100101080 | Sprinkler unit at top | Linen chutes, sprinkler unit at top | EA | 772
149100101100 | For galvanized metal, deduct from material cost, 35%
149100101120 | For aluminum, deduct from material cost, 25%
149200000000 | PNEUMATIC TUBE SYSTEMS
149200100000 | PNEUMATIC SYSTEMS | PNEUMATIC SYSTEMS
149200101000 | Pneumatic message tube system
149200101010 | Average, 20 station job
149200101020 | 3" round system | Pneumatic message tube, 20 station, 3" round | EA | 57096
149200101040 | 4" round system | Pneumatic message tube, 20 station, 4" round | EA | 70894
149200101060 | 6" round system | Pneumatic message tube, 20 station, 6" round | EA | 116594
149200101080 | 4" x 7" oval system | Pneumatic message tube, 20 station, 4"x 7" oval | EA | 129727
149200105000 | Trash and linen tube system
149200105020 | 10 stations | Trash and linen tube system, 10 stations | EA | 50912
149200105030 | 15 stations | Trash and linen tube system, 15 stations | EA | 65218
149200105040 | 20 stations | Trash and linen tube system, 20 stations | EA | 82731
149200105060 | 30 stations | Trash and linen tube system, 30 stations | EA | 104398
210000000000 | FIRE SUPPRESSION
210500000000 | COMPONENTS
211116000000 | HYDRANTS | HYDRANTS
211116000980 | Wall hydrant
211116001000 | 8" thick | Wall hydrant, 8" thick | EA | 549
211116001020 | 12" thick | Wall hydrant, 12" thick | EA | 651
211116001040 | 18" thick | Wall hydrant, 18" thick | EA | 708
211116001060 | 24" thick | Wall hydrant, 24" thick | EA | 787
211116001070 | Ground hydrant
211116001080 | 2' deep | Ground hydrant, 2' deep | EA | 856
211116001100 | 4' deep | Ground hydrant, 4' deep | EA | 987
211116001120 | 6' deep | Ground hydrant, 6' deep | EA | 1124
211116001140 | 8' deep | Ground hydrant, 8' deep | EA | 1313
211300000000 | FIRE PROTECTION
211300100000 | WET SPRINKLER SYSTEM | WET SPRINKLER SYSTEM
211300100120 | Sprinkler head, 212 deg, brass, exposed piping | Sprinkler head, 212 deg, brass, exposed piping | EA | 51.98
211300100140 | Chrome, concealed piping | Sprinkler head, 212 deg, chrome, cocealed piping | EA | 69.29
211300100160 | Water motor alarm | Water motor alarm | EA | 521
211300100180 | Fire department inlet connection | Fire department inlet connection | EA | 446
211300100190 | Wall plate for fire dept connection | Wall plate for fire dept connection | EA | 201
211300100220 | Swing check valve flanged iron body, 4" | Swing check valve flanged iron body, 4" | EA | 649
211300100240 | Check valve, 6" | Check valve, 6" | EA | 1597
211300100280 | Wet pipe valve, flange to groove, 4" | Wet pipe valve, flange to groove, 4" | EA | 1094
211300100290 | Flange to flange
211300100300 | 6" | Wet pipe valve, flange to flange, 6" | EA | 1486
211300100320 | 8" | Wet pipe valve, flange to flange, 8" | EA | 2655
211300100380 | Alarm valve, flange to flange (wet valve)
211300100400 | 4" | Alarm valve, flange to flange, (wet valve), 4" | EA | 1628
211300100420 | 8" | Alarm valve, flange to flange, (wet valve), 8" | EA | 3167
211300100800 | Inspector's test connection | Inspector's test connection | EA | 145
211300101000 | Wall hydrant, polished brass, 2-1/2" x 2-1/2", single | Wall hydrant, polished brass, 2-1/2"x 2-1/2", single | EA | 539
211300101020 | 2-way | Wall hydrant, polished brass, 2-1/2"x 2-1/2", 2-way | EA | 1122
211300101040 | 3-way | Wall hydrant, polished brass, 2-1/2"x 2-1/2", 3-way | EA | 2233
211300102080 | Wet valve trim, includes retard chamber & gauges, 4"-6" | Wet valve trim, incl retard chamber & gages, 4"-6" | EA | 819
211300102100 | Retard pressure switch for wet systems | Retard pressure switch for wet systems | EA | 1475
211300102500 | Air maintenance device | Air maintenance device | EA | 463
211300102600 | Addressable monitor module, 2 wire | Addressable monitor module, 2 wire | EA | 270
211300108000 | Wall hydrant non-freeze, 8" thick wall, vacuum breaker | Wall hydrant non-freeze, 8" thick wall, vacuum brkr | EA | 96.03
211300108020 | 12" thick wall | Wall hydrant non-freeze, 12" thick wall, vacuum brkr | EA | 101
212100000000 | CARBON-DIOXIDE FIRE EXTINGUISHING SYSTEMS
212100100000 | CO2 SYSTEM | CO2 SYSTEM
212100100980 | CO2 system, high pressure, 75# cylinder with
212100101000 | Valve assemblies | CO2 system, high pr, 75# cylinder with valve assy | EA | 2836
212100101020 | Storage rack | CO2 system, high pr, storage rack | EA | 1547
212100101040 | Manifold | CO2 system, high pr, manifold | EA | 1671
212100101060 | Flexible loops | CO2 system, high pr, flexible loops | EA | 95.5
212100101080 | Beam scale for cylinders | CO2 system, high pr, beam scale for cylinders | EA | 853
212100101090 | Mechanically controlled head | CO2 system, high pr, mech control head | EA | 654
212100101100 | Electrically controlled head | CO2 system, high pr, elec control head | EA | 654
212100101120 | Stop valves | CO2 system, high pr, stop valves | EA | 1594
212100101140 | Check valves | CO2 system, high pr, check valves | EA | 791
212100101160 | Activation station | CO2 system, high pr, activation station | EA | 878
212100101180 | Nozzles | CO2 system, high pr, nozzles | EA | 208
212100101200 | Hose reel with 75' of 3/4" hose | CO2 system, high pr, hose reel with 75' of 3/4" hose | EA | 5201
212100101220 | Main/reserve transfer switch | CO2 system, high pr, main/reserve transfer switch | EA | 5680
212100101240 | Pressure switch | CO2 system, high pr, pressure switch for | EA | 575
212100101260 | Heat responsive device | CO2 system, high pr, heat responsive device | EA | 926
212100101280 | Battery and charger | CO2 system, high pr, battery and charger | EA | 4875
212100102000 | Low pressure
212100102020 | Battery and charger | CO2 system, low pr, battery and charger | EA | 4875
212100102040 | Pressure switch | CO2 system, low pr, pressure switch | EA | 536
212100102060 | Nozzles | CO2 system, low pr, nozzles | EA | 215
212100102080 | Master selector valve | CO2 system, low pr, master selector valve | EA | 525
212100102100 | Selector valve | CO2 system, low pr, selector valve | EA | 5680
212100102120 | Low pressure hose reel with 75' of 3/4" hose | CO2 system, low pr, hose reel with 75' of 3/4" hose | EA | 7313
212100102140 | Tank fill lines | CO2 system, low pr, tank fill lines | EA | 1664
212100102160 | Activation stations | CO2 system, low pr, activation stations | EA | 851
212100102180 | Electro manual pilot panels | CO2 system, low pr, electro manual pilot panels | EA | 1665
212400000000 | DRY CHEMICAL FIRE EXTINGUISHING SYSTEMS
212400100000 | DRY SPRINKLER SYSTEM | DRY SPRINKLER SYSTEM
212400100080 | Dry pipe valve, flange to flange
212400100100 | 4" | Dry pipe valve, flange to flange, 4" | EA | 2432
212400100120 | 6" | Dry pipe valve, flange to flange, 6" | EA | 3045
212400100140 | Trim, 4" and 6", includes gauges | Trim, 4" and 6", includes gauges | EA | 944
212400100160 | Field testing and flushing | Field testing and flushing | EA | 747
212400100180 | Disinfection | Disinfection | EA | 747
212400100200 | Pressure switch double circuit, open/close contacts | Pressure switch double circuit, open/close contacts | EA | 644
212400100210 | Low air
212400100220 | Supervisory unit | Low air, supervisory unit | EA | 1512
212400100240 | Pressure switch | Low air, pressure switch | EA | 508
220000000000 | PLUMBING
220500000000 | BASIC MATERIALS
220523600000 | VALVES | VALVES
220523600600 | Gate valve, 125 lb, bronze, soldered
220523600800 | 1/2" | Gate valve, 125 lb, bronze, soldered, 1/2" | EA | 66.14
220523601000 | 3/4" | Gate valve, 125 lb, bronze, soldered, 3/4" | EA | 74.69
220523601010 | 1" | Gate valve, 125 lb, bronze, soldered, 1" | EA | 94.27
220523601030 | 1-1/2" | Gate valve, 125 lb, bronze, soldered, 1-1/2" | EA | 148
220523601040 | 2" | Gate valve, 125 lb, bronze, soldered, 2" | EA | 202
220523601050 | 2-1/2" | Gate valve, 125 lb, bronze, soldered, 2-1/2" | EA | 419
220523601055 | Threaded
220523601058 | 1/4", 125 lb | Gate valve, 125 lb, bronze, threaded, 1/4", 125 lb | EA | 73.27
220523601059 | 1/2"
220523601060 | 125 lb | Gate valve, 125 lb, bronze, threaded, 1/2", 125 lb | EA | 71.75
220523601075 | 300 lb | Gate valve, 125 lb, bronze, threaded, 1/2", 300 lb | EA | 126
220523601078 | 3/4"
220523601083 | 125 lb | Gate valve, 125 lb, bronze, threaded, 3/4", 125 lb | EA | 77.84
220523601088 | 300 lb | Gate valve, 125 lb, bronze, threaded, 3/4", 300 lb | EA | 144
220523601089 | 1"
220523601091 | 125 lb | Gate valve, 125 lb, bronze, threaded, 1", 125 lb | EA | 90.31
220523601098 | 300 lb | Gate valve, 125 lb, bronze, threaded, 1", 300 lb | EA | 197
220523601099 | 1-1/2"
220523601100 | 125 lb | Gate valve, 125 lb, bronze, threaded, 1-1/2", 125 lb | EA | 139
220523601115 | 300 lb | Gate valve, 125 lb, bronze, threaded, 1-1/2", 300 lb | EA | 327
220523601117 | 2"
220523601118 | 125 lb | Gate valve, 125 lb, bronze, threaded, 2", 125 lb | EA | 191
220523601122 | 300 lb | Gate valve, 125 lb, bronze, threaded, 2", 300 lb | EA | 421
220523601123 | Cast iron, flanged
220523601124 | 2", 150 lb | Gate valve, 125 lb, cast iron, flanged, 2", 150 lb | EA | 567
220523601125 | 2-1/2"
220523601126 | 125 lb | Gate valve, 125 lb, cast iron, flanged, 2-1/2", 125 lb | EA | 551
220523601128 | 250 lb | Gate valve, 125 lb, cast iron, flanged, 2-1/2", 250 lb | EA | 1381
220523601130 | 3"
220523601132 | 125 lb | Gate valve, 125 lb, cast iron, flanged, 3", 125 lb | EA | 658
220523601134 | 250 lb | Gate valve, 125 lb, cast iron, flanged, 3", 250 lb | EA | 1289
220523601136 | 4"
220523601138 | 125 lb | Gate valve, 125 lb, cast iron, flanged, 4", 125 lb | EA | 881
220523601140 | 250 lb | Gate valve, 125 lb, cast iron, flanged, 4", 250 lb | EA | 1742
220523601144 | 6"
220523601148 | 125 lb | Gate valve, 125 lb, cast iron, flanged, 6", 125 lb | EA | 1563
220523601150 | 250 lb | Gate valve, 125 lb, cast iron, flanged, 6", 250 lb | EA | 3408
220523601151 | 8"
220523601152 | 125 lb | Gate valve, 125 lb, cast iron, flanged, 8", 125 lb | EA | 2423
220523601154 | 250 lb | Gate valve, 125 lb, cast iron, flanged, 8", 250 lb | EA | 6481
220523601160 | OS&Y, flanged
220523601165 | 2"
220523601170 | 125 lb | Gate valve, 125 lb, OS&Y, flanged, 2", 125 lb | EA | 526
220523601180 | 250 lb | Gate valve, 125 lb, OS&Y, flanged, 2", 250 lb | EA | 1267
220523601185 | 2-1/2"
220523601190 | 125 lb | Gate valve, 125 lb, OS&Y, flanged, 2-1/2", 125 lb | EA | 542
220523601200 | 250 lb | Gate valve, 125 lb, OS&Y, flanged, 2 1/2", 250 lb | EA | 1563
220523601205 | 3"
220523601210 | 125 lb | Gate valve, 125 lb, OS&Y, flanged, 3", 125 lb | EA | 613
220523601215 | 250 lb | Gate valve, 125 lb, OS&Y, flanged, 3", 250 lb | EA | 1620
220523601218 | 4"
220523601220 | 125 lb | Gate valve, 125 lb, OS&Y, flanged, 4", 125 lb | EA | 842
220523601225 | 250 lb | Gate valve, 125 lb, OS&Y, flanged, 4", 250 lb | EA | 2485
220523601227 | 6"
220523601228 | 125 lb | Gate valve, 125 lb, OS&Y, flanged, 6", 125 lb | EA | 1339
220523601230 | 250 lb | Gate valve, 125 lb, OS&Y, flanged, 6", 250 lb | EA | 3884
220523603980 | Ball valve, bronze, 250 lb, threaded
220523604000 | 1/2" | Ball valve, bronze, 250 lb, threaded, 1/2" | EA | 56.28
220523604010 | 3/4" | Ball valve, bronze, 250 lb, threaded, 3/4" | EA | 66.39
220523604020 | 1" | Ball valve, bronze, 250 lb, threaded, 1" | EA | 83.58
220523604030 | 1-1/4" | Ball valve, bronze, 250 lb, threaded, 1-1/4" | EA | 106
220523604040 | 1-1/2" | Ball valve, bronze, 250 lb, threaded, 1-1/2" | EA | 146
220523604050 | 2" | Ball valve, bronze, 250 lb, threaded, 2" | EA | 166
220523604980 | Angle valve, bronze, 150 lb, threaded
220523605000 | 1/2" | Angle valve, bronze, 150 lb, threaded, 1/2" | EA | 137
220523605010 | 3/4" | Angle valve, bronze, 150 lb, threaded, 3/4" | EA | 178
220523605020 | 1" | Angle valve, bronze, 150 lb, threaded, 1" | EA | 242
220523605030 | 1-1/4" | Angle valve, bronze, 150 lb, threaded, 1-1/4" | EA | 311
220523605040 | 1-1/2" | Angle valve, bronze, 150 lb, threaded, 1-1/2" | EA | 400
220523605980 | Balancing valve, meter connections, circuit setter
220523606000 | 1/2" | Balancing valve, w/meter conn, circuit setter, 1/2" | EA | 135
220523606010 | 3/4" | Balancing valve, w/meter conn, circuit setter, 3/4" | EA | 145
220523606020 | 1" | Balancing valve, w/meter conn, circuit setter, 1" | EA | 178
220523606030 | 1-1/4" | Balancing valve, w/meter conn, circuit setter, 1-1/4" | EA | 236
220523606040 | 1-1/2" | Balancing valve, w/meter conn, circuit setter, 1-1/2" | EA | 286
220523606050 | 2" | Balancing valve, w/meter conn, circuit setter, 2" | EA | 394
220523606060 | 2-1/2" | Balancing valve, w/meter conn, circuit setter, 2-1/2" | EA | 715
220523606070 | 3" | Balancing valve, w/meter conn, circuit setter, 3" | EA | 1030
220523606080 | 4" | Balancing valve, w/meter conn, circuit setter, 4" | EA | 1441
220523608100 | Pressure reducing valve, bronze, threaded, 250 lb
220523608120 | 1/2" | Pres reducing valve, bronze, threaded, 250 lb, 1/2" | EA | 256
220523608140 | 3/4" | Pres reducing valve, bronze, threaded, 250 lb, 3/4" | EA | 256
220523608200 | 1" | Pressure reducing valve, bronze, threaded, 250 lb, 1" | EA | 369
220523608210 | 1-1/4" | Pres reducing valve, bronze, threaded, 250 lb, 1-1/4" | EA | 510
220523608220 | 1-1/2" | Pres reducing valve, bronze, threaded, 250 lb, 1-1/2" | EA | 594
220523608225 | Pressure regulating valve, bronze, class 300
220523608230 | 1" | Pressure regulating valve, bronze, class 300, 1" | EA | 801
220523608240 | 1-1/2" | Pressure regulating valve, bronze, class 300, 1-1/2" | EA | 1067
220523608250 | 2" | Pressure regulating valve, bronze, class 300, 2" | EA | 1221
220523608260 | 3" | Pressure regulating valve, bronze, class 300, 3" | EA | 1406
220523608270 | 4" | Pressure regulating valve, bronze, class 300, 4" | EA | 1777
220523608280 | 5" | Pressure regulating valve, bronze, class 300, 5" | EA | 2647
220523608290 | 6" | Pressure regulating valve, bronze, class 300, 6" | EA | 2761
220523608480 | Solar water temperature regulating valve
220523608500 | 3/4" | Solar water temp regulating valve, 3/4" | EA | 847
220523608510 | 1" | Solar water temp regulating valve, 1" | EA | 875
220523608520 | 1-1/4" | Solar water temp regulating valve, 1-1/4" | EA | 951
220523608530 | 1-1/2" | Solar water temp regulating valve, 1-1/2" | EA | 1057
220523608540 | 2" | Solar water temp regulating valve, 2" | EA | 1299
220523608550 | 2-1/2" | Solar water temp regulating valve, 2-1/2" | EA | 2434
220523608980 | Tempering valve, threaded
220523609000 | 3/4" | Tempering valve, threaded, 3/4" | EA | 502
220523609010 | 1" | Tempering valve, threaded, 1" | EA | 635
220523609020 | 1-1/4" | Tempering valve, threaded, 1-1/4" | EA | 928
220523609030 | 1-1/2" | Tempering valve, threaded, 1-1/2" | EA | 1056
220523609040 | 2" | Tempering valve, threaded, 2" | EA | 1441
220523609050 | 2-1/2" | Tempering valve, threaded, 2-1/2" | EA | 2411
220523609060 | 3" | Tempering valve, threaded, 3" | EA | 3182
220523609070 | 4" | Tempering valve, threaded, 4" | EA | 6312
220523609180 | Thermostatic mixing valve, threaded
220523609200 | 1/2" | Thermostatic mixing valve, threaded, 1/2" | EA | 165
220523609210 | 3/4" | Thermostatic mixing valve, threaded, 3/4" | EA | 169
220523609220 | 1" | Thermostatic mixing valve, threaded, 1" | EA | 523
220523609230 | 1-1/2" | Thermostatic mixing valve, threaded, 1-1/2" | EA | 589
220523609240 | 2" | Thermostatic mixing valve, threaded, 2" | EA | 734
220523609245 | Sweat connection
220523609250 | 1/2" | Thermostatic mixing valve, sweat connection, 1/2" | EA | 141
220523609260 | 3/4" | Thermostatic mixing valve, sweat connection, 3/4" | EA | 172
220523609265 | Mixing valve, sweat connection
220523609270 | 1/2" | Mixing valve, sweat connection, 1/2" | EA | 112
220523609280 | 3/4" | Mixing valve, sweat connection, 3/4" | EA | 115
220523609480 | Liquid level gauge, aluminum body
220523609500 | 3/4" | Liquid level gauge, aluminum body, 3/4" | EA | 435
220523609505 | 125 psi, PVC body
220523609510 | 3/4" | Liquid level gauge, 125 psi, pvc body, 3/4" | EA | 508
220523609520 | 150 psi, CRS body
220523609530 | 3/4" | Liquid level gauge, 150 psi, crs body, 3/4" | EA | 411
220523609540 | 1" | Liquid level gauge, 150 psi, crs body, 1" | EA | 447
220523609560 | 175 psi, bronze body, 1/2" | Liquid level gauge, 175 psi, bronze body, 1/2" | EA | 794
220529100000 | PIPE HANGERS, HEAVY | PIPE HANGERS, HEAVY
220529100160 | Hangers
220529100180 | 1/2" pipe, clevis pipe hanger
220529100200 | Black steel | Hanger, 1/2" pipe, clevis pipe hanger, black steel | EA | 31.77
220529100210 | Galvanized | Hanger, 1/2" pipe, clevis pipe hanger, galvanized | EA | 32.72
220529100230 | U bolt | Hanger, 1/2" pipe, U bolt | EA | 10.72
220529100290 | 3/4" pipe, clevis pipe hanger
220529100300 | Black steel | Hanger, 3/4" pipe, clevis pipe hanger, black steel | EA | 31.81
220529100310 | Galvanized | Hanger, 3/4" pipe, clevis pipe hanger, galvanized | EA | 32.78
220529100390 | 1" pipe, clevis pipe hanger
220529100400 | Black steel | Hanger, 1" pipe, clevis pipe hanger, black steel | EA | 31.87
220529100410 | Galvanized | Hanger, 1" pipe, clevis pipe hanger, galvanized | EA | 32.99
220529100690 | 2" pipe, clevis pipe hanger
220529100700 | Black steel | Hanger, 2" pipe, clevis pipe hanger, black steel | EA | 32.56
220529100705 | Galvanized | Hanger, 2" pipe, clevis pipe hanger, galvanized | EA | 34.27
220529100880 | 3" pipe, clevis pipe hanger
220529100900 | Black steel | Hanger, 3" pipe, clevis pipe hanger, black steel | EA | 35.12
220529100910 | Galvanized | Hanger, 3" pipe, clevis pipe hanger, galvanized | EA | 39.01
220529101080 | 4" pipe, clevis pipe hanger
220529101100 | Black steel | Hanger, 4" pipe, clevis pipe hanger, black steel | EA | 36.29
220529101110 | Galvanized | Hanger, 4" pipe, clevis pipe hanger, galvanized | EA | 41.3
220529101300 | 6" pipe, clevis pipe hanger
220529101320 | Black steel | Hanger, 6" pipe, clevis pipe hanger, black steel | EA | 46.06
220529101330 | Galvanized | Hanger, 6" pipe, clevis pipe hanger, galvanized | EA | 56.49
220529101560 | 12" pipe, clevis pipe hanger
220529101580 | Black steel | Hanger, 12" pipe, clevis pipe hanger, black steel | EA | 71.99
220529101590 | Galvanized | Hanger, 12" pipe, clevis pipe hanger, galvanized | EA | 89.3
220529108000 | Threaded rod, galvanized, material only
220529108010 | 3/8" | Threaded rod, galvanized, 3/8" | LF | 1.14
220529108020 | 1/2" | Threaded rod, galvanized, 1/2" | LF | 2.25
220529108065 | Hex nuts, galvanized
220529108070 | 3/8" | Hex nuts, galvanized, 3/8" | EA | 0.23
220529108080 | 1/2" | Hex nuts, galvanized, 1/2" | EA | 0.48
220529108210 | 1" | Hex nuts, galvanized, 1" | EA | 3.05
220529108220 | C-clamp, steel, with lock nut
220529108230 | 3/8" | C-clamp, steel, with lock nut, 3/8" | EA | 15.46
220529108240 | 1/2" | C-clamp, steel, with lock nut, 1/2" | EA | 15.97
220629100000 | PIPE HANGERS, LIGHT | PIPE HANGERS, LIGHT
220629100010 | A band, black iron
220629100020 | 1/2" | A band, black iron, 1/2" | EA | 7.44
220629100030 | 1" | A band, black iron, 1" | EA | 7.75
220629100040 | 1-1/4" | A band, black iron, 1-1/4" | EA | 8.13
220629100050 | 1-1/2" | A band, black iron, 1-1/2" | EA | 8.76
220629100060 | 2" | A band, black iron, 2" | EA | 9.51
220629100070 | 2-1/2" | A band, black iron, 2-1/2" | EA | 11.01
220629100080 | 3" | A band, black iron, 3" | EA | 12.46
220629100090 | 4" | A band, black iron, 4" | EA | 14.48
220629100100 | 5" | A band, black iron, 5" | EA | 16.09
220629100110 | 6" | A band, black iron, 6" | EA | 19.95
220629100120 | 8" | A band, black iron, 8" | EA | 26.47
220629100130 | Copper
220629100140 | 1/2" | A band, copper, 1/2" | EA | 8.08
220629100150 | 3/4" | A band, copper, 3/4" | EA | 8.59
220629100160 | 1" | A band, copper, 1" | EA | 8.59
220629100170 | 1-1/4" | A band, copper, 1-1/4" | EA | 8.99
220629100180 | 1-1/2" | A band, copper, 1-1/2" | EA | 9.71
220629100190 | 2" | A band, copper, 2" | EA | 10.53
220629100200 | 2-1/2" | A band, copper, 2-1/2" | EA | 13.77
220629100210 | 3" | A band, copper, 3" | EA | 14.96
220629100220 | 4" | A band, copper, 4" | EA | 16.72
220629100230 | Black riser friction hangers
220629100240 | 3/4" | Black riser friction hangers, 3/4" | EA | 11.84
220629100250 | 1" | Black riser friction hangers, 1" | EA | 12.23
220629100260 | 1-1/4" | Black riser friction hangers, 1-1/4" | EA | 13.68
220629100270 | 1-1/2" | Black riser friction hangers, 1-1/2" | EA | 14.54
220629100280 | 2" | Black riser friction hangers, 2" | EA | 15.09
220629100290 | 2-1/2" | Black riser friction hangers, 2-1/2" | EA | 16.58
220629100300 | 3" | Black riser friction hangers, 3" | EA | 18
220629100310 | 4" | Black riser friction hangers, 4" | EA | 21.48
220629100360 | Short pattern black riser clamps
220629100370 | 1-1/2" | Short pattern black riser clamps, 1-1/2" | EA | 13.71
220629100380 | 2" | Short pattern black riser clamps, 2" | EA | 14.36
220629100390 | 3" | Short pattern black riser clamps, 3" | EA | 15.35
220629100400 | 4" | Short pattern black riser clamps, 4" | EA | 17.3
220629100410 | Copper riser friction hanger
220629100420 | 1/2" | Copper riser friction hanger, 1/2" | EA | 13.37
220629100430 | 3/4" | Copper riser friction hanger, 3/4" | EA | 13.84
220629100440 | 1" | Copper riser friction hanger, 1" | EA | 14.26
220629100450 | 1-1/4" | Copper riser friction hanger, 1-1/4" | EA | 16.25
220629100460 | 1-1/2" | Copper riser friction hanger, 1-1/2" | EA | 17.34
220629100470 | 2" | Copper riser friction hanger, 2" | EA | 17.93
220629100480 | 2-1/2" | Copper riser friction hanger, 2-1/2" | EA | 19.09
220629100490 | 3" | Copper riser friction hanger, 3" | EA | 26.23
220629100501 | 4" | Copper riser friction hanger, 4" | EA | 32.08
220629100510 | Auto grip hangers, galvanized
220629100520 | 1/2" | Auto grip hangers, galvanized, 1/2" | EA | 7.75
220629100540 | 1" | Auto grip hangers, galvanized, 1" | EA | 8.77
220629100570 | 2" | Auto grip hangers, galvanized, 2" | EA | 10.8
220629100590 | 3" | Auto grip hangers, galvanized, 3" | EA | 13
220629100600 | 4" | Auto grip hangers, galvanized, 4" | EA | 14.95
220629100610 | Copper
220629100620 | 1/2" | Auto grip hangers, copper, 1/2" | EA | 8.11
220629100640 | 1" | Auto grip hangers, copper, 1" | EA | 9.16
220629100670 | 2" | Auto grip hangers, copper, 2" | EA | 11.44
220629100690 | 3" | Auto grip hangers, copper, 3" | EA | 15.43
220629100700 | 4" | Auto grip hangers, copper, 4" | EA | 17.96
220629100710 | Split rings (F&M), galvanized
220629100730 | 1/2" | Split rings (F&M), galvanized, 1/2" | EA | 10.29
220629100750 | 1" | Split rings (F&M), galvanized, 1" | EA | 12.15
220629100780 | 2" | Split rings (F&M), galvanized, 2" | EA | 15.24
220629100800 | 3" | Split rings (F&M), galvanized, 3" | EA | 25.71
220629100810 | 4" | Split rings (F&M), galvanized, 4" | EA | 26.95
220629100820 | Copper
220629100850 | 1/2" | Split rings (F&M), copper, 1/2" | EA | 12.02
220629100870 | 1" | Split rings (F&M), copper, 1" | EA | 14.53
220629100900 | 2" | Split rings (F&M), copper, 2" | EA | 18.62
220629100920 | 3" | Split rings (F&M), copper, 3" | EA | 33.85
220629100930 | 4" | Split rings (F&M), copper, 4" | EA | 35.45
220629101000 | 2 hole clips, galvanized
220629101030 | 3/4" | 2 hole clips, galvanized, 3/4" | EA | 6.26
220629101040 | 1" | 2 hole clips, galvanized, 1" | EA | 6.53
220629101050 | 1-1/4" | 2 hole clips, galvanized, 1-1/4" | EA | 6.85
220629101060 | 1-1/2" | 2 hole clips, galvanized, 1-1/2" | EA | 7.17
220629101070 | 2" | 2 hole clips, galvanized, 2" | EA | 7.6
220629101080 | 2-1/2" | 2 hole clips, galvanized, 2-1/2" | EA | 8.44
220629101090 | 3" | 2 hole clips, galvanized, 3" | EA | 9.13
220629101110 | 4" | 2 hole clips, galvanized, 4" | EA | 11.71
220629101120 | Perforated strap
220629101130 | 3/4"
220629101140 | Galvanized, 20 ga. | Perforated strap, 3/4", galvanized, 20 ga | LF | 4.92
220629101150 | Copper, 22 ga. | Perforated strap, 3/4", copper, 22 ga | LF | 6.68
220629101160 | Threaded rod couplings
220629101170 | 1/4" | Threaded rod-couplings, 1/4" | EA | 7.18
220629101180 | 3/4" | Threaded rod-couplings, 3/4" | EA | 7.63
220629101190 | 1/2" | Threaded rod-couplings, 1/2" | EA | 8.28
220629101200 | 5/8" | Threaded rod-couplings, 5/8" | EA | 9.78
220629101220 | Reducing rod coupling, 1/2" x 3/8" | Reducing rod coupling, 1/2" x 3/8" | EA | 9.01
220629101230 | C-clamps
220629101240 | 3/4" | C-clamps, 3/4" | EA | 11.21
220629101250 | Top beam clamp
220629101260 | 3/8" | Top beam clamp, 3/8" | EA | 10.92
220629101270 | 1/2" | Top beam clamp, 1/2" | EA | 12.43
220629101280 | Side beam connector
220629101290 | 3/8" | Side beam connector, 3/8" | EA | 8.97
220629101300 | 1/2" | Side beam connector, 1/2" | EA | 11.46
220629101310 | Hex nuts, heavy, material only
220629101320 | 1" | Hex nuts, heavy, 1" | EA | 3.81
220629101330 | Heavy washers
220629101340 | 3/8" | Heavy washers, 3/8" | EA | 0.11
220629101350 | 1/2" | Heavy washers, 1/2" | EA | 0.26
220629101360 | 5/8" | Heavy washers, 5/8" | EA | 0.54
220629101370 | 3/4" | Heavy washers, 3/4" | EA | 1.07
220629101380 | Lag rod, 3/8" x
220629101390 | 4" | Lag rod, 3/8"x 4" | EA | 0.74
220629101400 | 4-1/2" | Lag rod, 3/8"x 4-1/2" | EA | 0.74
220629101410 | 6" | Lag rod, 3/8"x 6" | EA | 0.78
220629101420 | 8" | Lag rod, 3/8"x 8" | EA | 1.39
220629101430 | 10" | Lag rod, 3/8"x 10" | EA | 1.63
220629101440 | 12" | Lag rod, 3/8"x 12" | EA | 2.01
220629101450 | 18" | Lag rod, 3/8"x 18" | EA | 2.72
220629101740 | J-Hooks
220629101750 | 1/2" | J-Hooks, 1/2" | EA | 4.95
220629101760 | 3/4" | J-Hooks, 3/4" | EA | 5.01
220629101770 | 1" | J-Hooks, 1" | EA | 5.23
220629101780 | 1-1/4" | J-Hooks, 1-1/4" | EA | 5.38
220629101790 | 1-1/2" | J-Hooks, 1-1/2" | EA | 5.51
220629101800 | 2" | J-Hooks, 2" | EA | 5.56
220629101810 | 3" | J-Hooks, 3" | EA | 5.95
220629101820 | 4" | J-Hooks, 4" | EA | 6.05
220629101830 | PVC coated hangers, galvanized, 28 ga.
220629101840 | 1-1/2" x 12" | PVC coated hangers, galvanized, 28 ga, 1-1/2"x 12" | EA | 7.85
220629101850 | 2" x 12" | PVC coated hangers, galvanized, 28 ga, 2"x 12" | EA | 8.45
220629101860 | 3" x 12" | PVC coated hangers, galvanized, 28 ga, 3"x 12" | EA | 9.18
220629101870 | 4" x 12" | PVC coated hangers, galvanized, 28 ga, 4"x 12" | EA | 10
220629101880 | Copper, 30 ga.
220629101890 | 1-1/2" x 12" | PVC coated hangers, copper, 30 ga, 1-1/2"x 12" | EA | 8.27
220629101900 | 2" x 12" | PVC coated hangers, copper, 30 ga, 2"x 12" | EA | 9.13
220629101910 | 3" x 12" | PVC coated hangers, copper, 30 ga, 3"x 12" | EA | 9.91
220629101920 | 4" x 12" | PVC coated hangers, copper, 30 ga, 4"x 12" | EA | 10.77
220629102090 | Wire hook hangers
220629102095 | Black wire, 1/2" x
220629102100 | 4" | Wire hook hangers, black wire, 1/2"x 4" | EA | 4.92
220629102110 | 6" | Wire hook hangers, black wire, 1/2"x 6" | EA | 5.23
220629102120 | 8" | Wire hook hangers, black wire, 1/2"x 8" | EA | 5.53
220629102130 | 10" | Wire hook hangers, black wire, 1/2"x 10" | EA | 5.68
220629102140 | 12" | Wire hook hangers, black wire, 1/2"x 12" | EA | 6.12
220629102150 | 3/4" x
220629102160 | 4" | Wire hook hangers, black wire, 3/4"x 4" | EA | 5.26
220629102170 | 6" | Wire hook hangers, black wire, 3/4"x 6" | EA | 5.56
220629102180 | 8" | Wire hook hangers, black wire, 3/4"x 8" | EA | 5.87
220629102190 | 10" | Wire hook hangers, black wire, 3/4"x 10" | EA | 6.42
220629102200 | 12" | Wire hook hangers, black wire, 3/4"x 12" | EA | 6.8
220629102210 | 1" x
220629102220 | 4" | Wire hook hangers, black wire, 1"x 4" | EA | 5.52
220629102230 | 6" | Wire hook hangers, black wire, 1"x 6" | EA | 5.83
220629102240 | 8" | Wire hook hangers, black wire, 1"x 8" | EA | 6.2
220629102250 | 10" | Wire hook hangers, black wire, 1"x 10" | EA | 6.78
220629102260 | 12" | Wire hook hangers, black wire, 1"x 12" | EA | 7.28
220629104000 | Copper wire hooks
220629104010 | 1/2" x
220629104020 | 4" | Wire hook hangers, copper wire hooks, 1/2"x 4" | EA | 5.06
220629104030 | 6" | Wire hook hangers, copper wire hooks, 1/2"x 6" | EA | 5.38
220629104040 | 8" | Wire hook hangers, copper wire hooks, 1/2"x 8" | EA | 5.73
220629104050 | 10" | Wire hook hangers, copper wire hooks, 1/2"x 10" | EA | 6.22
220629104060 | 12" | Wire hook hangers, copper wire hooks, 1/2"x 12" | EA | 6.68
220629104070 | 3/4" x
220629104080 | 4" | Wire hook hangers, copper wire hooks, 3/4"x 4" | EA | 5.3
220629104090 | 6" | Wire hook hangers, copper wire hooks, 3/4"x 6" | EA | 5.71
220629104100 | 8" | Wire hook hangers, copper wire hooks, 3/4"x 8" | EA | 6.12
220629104110 | 10" | Wire hook hangers, copper wire hooks, 3/4"x 10" | EA | 6.57
220629104120 | 12" | Wire hook hangers, copper wire hooks, 3/4"x 12" | EA | 7.11
220648100000 | VIBRATION CONTROL | VIBRATION CONTROL
220648100120 | Vibration isolator, in-line, stainless connector
220648100140 | 1/2" | Vib isolator, in-line, stnls connector, screw, 1/2" | EA | 152
220648100180 | 1" | Vib isolator, in-line, stnls connector, screw, 1" | EA | 177
220648100280 | 2" | Vib isolator, in-line, stnls connector, screw, 2" | EA | 294
220648100300 | 3" | Vib isolator, in-line, stnls connector, screw, 3" | EA | 480
220648100340 | 6" | Vib isolator, in-line, stnls connector, screw, 6" | EA | 957
220693100000 | SPECIALTIES | SPECIALTIES
220693101000 | Wall penetration
220693101010 | Concrete wall, 6" thick
220693101020 | 2" dia. | Wall penetration, conc wall 6" thick, 2" D | EA | 21.36
220693101040 | 4" dia. | Wall penetration, conc wall 6" thick, 4" D | EA | 32.04
220693101060 | 8" dia. | Wall penetration, conc wall 6" thick, 8" D | EA | 45.77
220693101090 | 12" thick
220693101100 | 2" dia. | Wall penetration, conc wall, 12" thick, 2" D | EA | 29.12
220693101120 | 4" dia. | Wall penetration, conc wall, 12" thick, 4" D | EA | 45.77
220693101140 | 8" dia. | Wall penetration, conc wall, 12" thick, 8" D | EA | 71.19
220693103010 | Non-destructive testing, piping systems
220693103020 | X-ray of welds
220693103030 | 3" dia. pipe | Non-destr test, X-ray welds, 3" D pipe | EA | 115
220693103040 | 4" dia. pipe | Non-destr test, X-ray welds, 4" D pipe | EA | 124
220693103050 | 6" dia. pipe | Non-destr test, X-ray welds, 6" D pipe | EA | 124
220693103060 | 8" dia. pipe | Non-destr test, X-ray welds, 8" D pipe | EA | 146
220693103070 | 10" dia. pipe | Non-destr test, X-ray welds, 10" D pipe | EA | 157
220693103130 | Liquid penetration of welds
220693103140 | 2" dia. pipe | Non-destr test, liquid penetration welds, 2" D pipe | EA | 64.12
220693103160 | 3" dia. pipe | Non-destr test, liquid penetration welds, 3" D pipe | EA | 64.12
220693103180 | 4" dia. pipe | Non-destr test, liquid penetration welds, 4" D pipe | EA | 64.12
220693103200 | 6" dia. pipe | Non-destr test, liquid penetration welds, 6" D pipe | EA | 64.12
220693103220 | 8" dia. pipe | Non-destr test, liquid penetration welds, 8" D pipe | EA | 68.14
220693103240 | 10" dia. pipe | Non-destr test, liquid penetration welds, 10" D pipe | EA | 68.14
220700000000 | INSULATION
220716100000 | EQUIPMENT INSULATION | EQUIPMENT INSULATION
220716100100 | Equipment insulation, 2" thick, cellular glass | Equip insul, 2" thick, cellular glass | SF | 9.18
220716100120 | Urethane, rigid, jacket, plastered finish | Equip insul, urethane, rigid, fld appl jacket, plaster | SF | 15.02
220716100140 | Fiberglass, rigid, with vapor barrier | Equip insul, fiberglass, rigid, with vapor barrier | SF | 8.55
220719100000 | FIBERGLASS PIPE INSULATION | FIBERGLASS PIPE INSULATION
220719101030 | Fiberglass insulation on 1/2" pipe
220719101040 | 1" thick | Fiberglass insulation on 1/2" pipe, 1" thick | LF | 4.75
220719101060 | 1-1/2" thick | Fiberglass insulation on 1/2" pipe, 1-1/2" thick | LF | 7.44
220719101070 | 3/4" pipe
220719101080 | 1" thick | Fiberglass insulation on 3/4" pipe, 1" thick | LF | 5.13
220719101100 | 1-1/2" thick | Fiberglass insulation on 3/4" pipe, 1-1/2" thick | LF | 7.64
220719101110 | 1" pipe
220719101120 | 1" thick | Fiberglass insulation on 1" pipe, 1" thick | LF | 5.13
220719101140 | 1-1/2" thick | Fiberglass insulation on 1" pipe, 1-1/2" thick | LF | 7.82
220719101310 | 2" pipe
220719101340 | 1" thick | Fiberglass insulation on 2" pipe, 1" thick | LF | 6.65
220719101360 | 1-1/2" thick | Fiberglass insulation on 2" pipe, 1-1/2" thick | LF | 9.13
220719101380 | 2" thick | Fiberglass insulation on 2" pipe, 2" thick | LF | 11.87
220719101430 | 2-1/2" pipe
220719101440 | 1" thick | Fiberglass insulation on 2-1/2" pipe, 1" thick | LF | 6.84
220719101460 | 1-1/2" thick | Fiberglass insulation on 2-1/2" pipe, 1-1/2" | LF | 9.52
220719101470 | 2" thick | Fiberglass insulation on 2-1/2" pipe, 2" thick | LF | 12.36
220719101530 | 3" pipe
220719101540 | 1" thick | Fiberglass insulation on 3" pipe, 1" thick | LF | 7.77
220719101560 | 1-1/2" thick | Fiberglass insulation on 3" pipe, 1-1/2" thick | LF | 10.12
220719101580 | 2" thick | Fiberglass insulation on 3" pipe, 2" thick | LF | 13.51
220719101640 | 4" pipe
220719101660 | 1" thick | Fiberglass insulation on 4" pipe, 1" thick | LF | 8.74
220719101680 | 1-1/2" thick | Fiberglass insulation on 4" pipe, 1-1/2" thick | LF | 10.89
220719101700 | 2" thick | Fiberglass insulation on 4" pipe, 2" thick | LF | 14.81
220719101770 | 5" pipe
220719101780 | 1" thick | Fiberglass insulation on 5" pipe, 1" thick | LF | 9.41
220719101800 | 2" thick | Fiberglass insulation on 5" pipe, 2" thick | LF | 15.55
220719101850 | 6" pipe
220719101870 | 1" thick | Fiberglass insulation on 6" pipe, 1" thick | LF | 10.54
220719101880 | 2" thick | Fiberglass insulation on 6" pipe, 2" thick | LF | 17.04
220719101980 | 8" pipe
220719102000 | 2" thick | Fiberglass insulation on 8" pipe, 2" thick | LF | 19.69
220719102020 | 3" thick | Fiberglass insulation on 8" pipe, 3" thick | LF | 28.88
220719102070 | 10" pipe
220719102080 | 2" thick | Fiberglass insulation on 10" pipe, 2" thick | LF | 23.37
220719102100 | 3" thick | Fiberglass insulation on 10" pipe, 3" thick | LF | 32.58
220719102150 | 12" pipe
220719102160 | 2" thick | Fiberglass insulation on 12" pipe, 2" thick | LF | 25.33
220719102180 | 3" thick | Fiberglass insulation on 12" pipe, 3" thick | LF | 35.98
220719300000 | EXTERIOR PIPE INSULATION | EXTERIOR PIPE INSULATION
220719300090 | Fiberglass insulation, aluminum jacket
220719300110 | 1/2" pipe
220719300120 | 1" thick | Fiberglass insul, alum jacket, 1/2" pipe, 1" thick | LF | 9.28
220719300140 | 1-1/2" thick | Fiberglass insul, alum jacket, 1/2" pipe, 1-1/2" | LF | 11.97
220719300150 | 3/4" pipe
220719300160 | 1" thick | Fiberglass insul, alum jacket, 3/4" pipe, 1" thick | LF | 9.71
220719300180 | 1-1/2" thick | Fiberglass insul, alum jacket, 3/4" pipe, 1-1/2" thk | LF | 12.23
220719300190 | 1" pipe
220719300200 | 1" thick | Fiberglass insul, alum jacket, 1" pipe, 1" thick | LF | 9.81
220719300220 | 1-1/2" thick | Fiberglass insul, alum jacket, 1" pipe, 1-1/2" thick | LF | 12.49
220719300250 | 1-1/4" pipe
220719300260 | 1" thick | Fiberglass insul, alum jacket, 1-1/4" pipe, 1" thick | LF | 11.4
220719300280 | 1-1/2" thick | Fiberglass insul, alum jacket, 1-1/4" pipe, 1-1/2" th | LF | 13.98
220719300310 | 1-1/2" pipe
220719300320 | 1" thick | Fiberglass insul, alum jacket, 1-1/2" pipe, 1" thick | LF | 11.66
220719300340 | 1-1/2" thick | Fiberglass insul, alum jacket, 1-1/2" pipe, 1-1/2" th | LF | 14.18
220719300420 | 2" pipe
220719300440 | 1" thick | Fiberglass insul, alum jacket, 2" pipe, 1" thick | LF | 12.12
220719300460 | 1-1/2" thick | Fiberglass insul, alum jacket, 2" pipe, 1-1/2" thick | LF | 14.44
220719301030 | 3" pipe
220719301040 | 1" thick | Fiberglass insul, alum jacket, 3" pipe, 1" thick | LF | 13.73
220719301060 | 1-1/2" thick | Fiberglass insul, alum jacket, 3" pipe, 1-1/2" thick | LF | 16.48
220719301750 | 6" pipe
220719301790 | 1" thick | Fiberglass insul, alum jacket, 6" pipe, 1" thick | LF | 17.89
220719301800 | 2" thick | Fiberglass insul, alum jacket, 6" pipe, 2" thick | LF | 24.62
220719302250 | 10" pipe
220719302260 | 2" thick | Fiberglass insul, alum jacket, 10" pipe, 2" thick | LF | 30.03
220719302280 | 3" thick | Fiberglass insul, alum jacket, 10" pipe, 3" thick | LF | 39.33
220719400000 | PIPE INSULATION FITTINGS | PIPE INSULATION FITTINGS
220719400100 | Insulation protection saddle
220719400200 | 1" thick covering
220719401000 | 1/2" pipe | Insul protect saddle, 1" covering, 1/2" pipe | EA | 43.64
220719401020 | 3/4" pipe | Insul protect saddle, 1" covering, 3/4" pipe | EA | 43.85
220719401040 | 1" pipe | Insul protect saddle, 1" covering, 1" pipe | EA | 44.05
220719401100 | 2" pipe | Insul protect saddle, 1" covering, 2" pipe | EA | 44.89
220719401140 | 3" pipe | Insul protect saddle, 1" covering, 3" pipe | EA | 51.05
220719401180 | 6" pipe | Insul protect saddle, 1" covering, 6" pipe | EA | 66.2
220719401190 | 1-1/2" thick covering
220719401200 | 3/4" pipe | Insul protect saddle, 1-1/2" covering, 3/4" pipe | EA | 48.9
220719401220 | 1" pipe | Insul protect saddle, 1-1/2" covering, 1" pipe | EA | 49.23
220719401280 | 2" pipe | Insul protect saddle, 1-1/2" covering, 2" pipe | EA | 47.41
220719401300 | 3" pipe | Insul protect saddle, 1-1/2" covering, 3" pipe | EA | 48.88
220719401360 | 6" pipe | Insul protect saddle, 1-1/2" covering, 6" pipe | EA | 71.41
220719401400 | 10" pipe | Insul protect saddle, 1-1/2" covering, 10" pipe | EA | 90.82
221100000000 | FACILITY WATER DISTRIBUTION
221116100000 | COPPER PIPE | COPPER PIPE
221116100600 | Type K copper
221116100890 | 1/4" | Copper piping, type "K" copper, 1/4" | LF | 4.76
221116100895 | 3/8" | Copper piping, type "K" copper, 3/8" | LF | 5.9
221116100900 | 1/2" | Copper piping, type "K" copper, 1/2" | LF | 6.58
221116101000 | 3/4" | Copper piping, type "K" copper, 3/4" | LF | 10.02
221116101020 | 1" | Copper piping, type "K" copper, 1" | LF | 12.41
221116101100 | 1-1/4" | Copper piping, type "K" copper, 1-1/4" | LF | 14.85
221116101180 | 1-1/2" | Copper piping, type "K" copper, 1-1/2" | LF | 18.66
221116101240 | 2" | Copper piping, type "K" copper, 2" | LF | 27.02
221116101280 | 2-1/2" | Copper piping, type "K" copper, 2-1/2" | LF | 38.26
221116101300 | 3" | Copper piping, type "K" copper, 3" | LF | 51.68
221116101320 | 3-1/2" | Copper piping, type "K" copper, 3-1/2" | LF | 66.08
221116101340 | 4" | Copper piping, type "K" copper, 4" | LF | 82.65
221116103000 | DWV, copper
221116103020 | 1-1/4" | Copper piping, DWV, copper, 1-1/4" | LF | 13.93
221116103030 | 1-1/2" | Copper piping, DWV, copper, 1-1/2" | LF | 17.17
221116103040 | 2" | Copper piping, DWV, copper, 2" | LF | 21.38
221116103070 | 3" | Copper piping, DWV, copper, 3" | LF | 33.94
221116103080 | 4" | Copper piping, DWV, copper, 4" | LF | 56.1
221116103090 | 6" | Copper piping, DWV, copper, 6" | LF | 202
221116104000 | Refrigeration tubing, copper, sealed
221116104010 | 1/8" | Refrigeration tubing, copper, sealed, 1/8" | LF | 4.52
221116104020 | 3/16" | Refrigeration tubing, copper, sealed, 3/16" | LF | 4.83
221116104030 | 1/4" | Refrigeration tubing, copper, sealed, 1/4" | LF | 5.2
221116104040 | 5/16" | Refrigeration tubing, copper, sealed, 5/16" | LF | 5.75
221116104050 | 3/8" | Refrigeration tubing, copper, sealed, 3/8" | LF | 6.18
221116104060 | 1/2" | Refrigeration tubing, copper, sealed, 1/2" | LF | 6.99
221116104090 | 7/8" | Refrigeration tubing, copper, sealed, 7/8" | LF | 11.22
221116104100 | 1-1/8" | Refrigeration tubing, copper, sealed, 1-1/8" | LF | 14.72
221116104110 | 1-3/8" | Refrigeration tubing, copper, sealed, 1-3/8" | LF | 20.32
221116106000 | Type L copper
221116106090 | 1/4" | Copper piping, L tube, 1/4" | LF | 4.32
221116106095 | 3/8" | Copper piping, L tube, 3/8" | LF | 5.21
221116106100 | 1/2" | Copper piping, L tube, 1/2" | LF | 5.78
221116106190 | 3/4" | Copper piping, L tube, 3/4" | LF | 7.75
221116106240 | 1" | Copper piping, L tube, 1" | LF | 10.36
221116106300 | 1-1/4" | Copper piping, L tube, 1-1/4" | LF | 13.7
221116106360 | 1-1/2" | Copper piping, L tube, 1-1/2" | LF | 16.94
221116106400 | 2" | Copper piping, L tube, 2" | LF | 24.68
221116106460 | 2-1/2" | Copper piping, L tube, 2-1/2" | LF | 35.11
221116106480 | 3" | Copper piping, L tube, 3" | LF | 45.81
221116106500 | 3-1/2" | Copper piping, L tube, 3-1/2" | LF | 58.41
221116106520 | 4" | Copper piping, L tube, 4" | LF | 72.91
221116106580 | Type M copper
221116106595 | 3/8" | Copper piping, M tube, 3/8" | LF | 4.46
221116106600 | 1/2" | Copper piping, M tube, 1/2" | LF | 4.9
221116106620 | 3/4" | Copper piping, M tube, 3/4" | LF | 6.42
221116106630 | 1" | Copper piping, M tube, 1" | LF | 8.78
221116106650 | 1-1/4" | Copper piping, M tube, 1-1/4" | LF | 11.66
221116106655 | 1-1/2" | Copper piping, M tube, 1-1/2" | LF | 14.76
221116106660 | 2" | Copper piping, M tube, 2" | LF | 22
221116106670 | 2-1/2" | Copper piping, M tube, 2-1/2" | LF | 30.67
221116106680 | 3" | Copper piping, M tube, 3" | LF | 39.37
221116106685 | 3-1/2" | Copper piping, M tube, 3-1/2" | LF | 51.43
221116106690 | 4" | Copper piping, M tube, 4" | LF | 65.89
221116200000 | COPPER FITTINGS | COPPER FITTINGS
221116200460 | Coupling, with stop
221116200470 | 1/4" | Copper fittings, coupling, with stop, 1/4" | EA | 30.86
221116200480 | 3/8" | Copper fittings, coupling, with stop, 3/8" | EA | 37.13
221116200485 | 1/2" | Copper fittings, coupling, with stop, 1/2" | EA | 39.98
221116200490 | 5/8" | Copper fittings, coupling, with stop, 5/8" | EA | 47.72
221116200495 | 3/4" | Copper fittings, coupling, with stop, 3/4" | EA | 51.8
221116200498 | 1" | Copper fittings, coupling, with stop, 1" | EA | 56.83
221116200499 | 3" | Copper fittings, coupling, with stop, 3" | EA | 139
221116200510 | 4" | Copper fittings, coupling, with stop, 4" | EA | 218
221116200520 | Reducing coupling
221116200530 | 1/4" x 1/8" | Copper fittings, reducing coupling, 1/4"x 1/8" | EA | 38.42
221116200540 | 3/8" x 1/4" | Copper fittings, reducing coupling, 3/8"x 1/4" | EA | 41.79
221116200545 | 1/2" x
221116200550 | 3/8" | Copper fittings, reducing coupling, 1/2"x 3/8" | EA | 46.95
221116200560 | 1/4" | Copper fittings, reducing coupling, 1/2"x 1/4" | EA | 47.38
221116200570 | 1/8" | Copper fittings, reducing coupling, 1/2"x 1/8" | EA | 47.65
221116200575 | 3/4" x
221116200580 | 3/8" | Copper fittings, reducing coupling, 3/4"x 3/8" | EA | 54.33
221116200590 | 1/2" | Copper fittings, reducing coupling, 3/4"x 1/2" | EA | 53.4
221116200595 | 1" x
221116200600 | 3/8" | Copper fittings, reducing coupling, 1"x 3/8" | EA | 64.14
221116200610 | 1" x 1/2" | Copper fittings, reducing coupling, 1"x 1/2" | EA | 63.89
221116200620 | 1" x 3/4" | Copper fittings, reducing coupling, 1"x 3/4" | EA | 62.65
221116200625 | 1-1/4" x
221116200630 | 1/2" | Copper fittings, reducing coupling, 1-1/4"x 1/2" | EA | 69.62
221116200640 | 3/4" | Copper fittings, reducing coupling, 1-1/4"x 3/4" | EA | 69.08
221116200650 | 1" | Copper fittings, reducing coupling, 1-1/4"x 1" | EA | 69.08
221116200655 | 1-1/2" x
221116200660 | 1/2" | Copper fittings, reducing coupling, 1-1/2"x 1/2" | EA | 76.32
221116200670 | 3/4" | Copper fittings, reducing coupling, 1-1/2"x 3/4" | EA | 75.6
221116200680 | 1" | Copper fittings, reducing coupling, 1-1/2"x 1" | EA | 75.6
221116200690 | 1-1/4" | Copper fittings, reducing coupling, 1-1/2"x 1-1/4" | EA | 75.6
221116200695 | 2" x
221116200700 | 1/2" | Copper fittings, reducing coupling, 2"x 1/2" | EA | 101
221116200710 | 3/4" | Copper fittings, reducing coupling, 2"x 3/4" | EA | 100
221116200720 | 1" | Copper fittings, reducing coupling, 2"x 1" | EA | 99.82
221116200730 | 1-1/4" | Copper fittings, reducing coupling, 2"x 1-1/4" | EA | 98.54
221116200740 | 1-1/2" | Copper fittings, reducing coupling, 2"x 1-1/2" | EA | 98.54
221116200745 | 2-1/2" x
221116200750 | 1" | Copper fittings, reducing coupling, 2-1/2"x 1" | EA | 139
221116200760 | 1-1/4" | Copper fittings, reducing coupling, 2-1/2"x 1-1/4" | EA | 138
221116200770 | 1-1/2" | Copper fittings, reducing coupling, 2-1/2"x 1-1/2" | EA | 133
221116200780 | 2" | Copper fittings, reducing coupling, 2-1/2"x 2" | EA | 132
221116200785 | 3" x
221116200790 | 1-1/2" | Copper fittings, reducing coupling, 3"x 1-1/2" | EA | 171
221116200800 | 2" | Copper fittings, reducing coupling, 3"x 2" | EA | 165
221116200810 | 2-1/2" | Copper fittings, reducing coupling, 3"x 2-1/2" | EA | 166
221116200815 | 4" x
221116200820 | 2" | Copper fittings, reducing coupling, 4"x 2" | EA | 246
221116200830 | 2-1/2" | Copper fittings, reducing coupling, 4"x 2-1/2" | EA | 250
221116200840 | 3" | Copper fittings, reducing coupling, 4"x 3" | EA | 236
221116200850 | Slip coupling
221116200860 | 1/4" | Copper fittings, reducing slip coupling, 1/8" | EA | 30.69
221116200870 | 1/2" | Copper fittings, reducing slip coupling, 1/2" | EA | 37.2
221116200880 | 3/4" | Copper fittings, reducing slip coupling, 3/4" | EA | 47.59
221116200890 | 1" | Copper fittings, reducing slip coupling, 1" | EA | 55.65
221116200900 | 1-1/4" | Copper fittings, reducing slip coupling, 1-1/4" | EA | 64.82
221116201000 | 1-1/2" | Copper fittings, reducing slip coupling, 1-1/2" | EA | 71.64
221116201020 | 2" | Copper fittings, reducing slip coupling, 2" | EA | 94.77
221116201030 | 2-1/2" | Copper fittings, reducing slip coupling, 2-1/2" | EA | 101
221116201040 | 3" | Copper fittings, reducing slip coupling, 3" | EA | 140
221116201050 | 4" | Copper fittings, reducing slip coupling, 4" | EA | 205
221116201060 | Coupling with drain
221116201070 | 1/2" | Copper fittings, coupling with drain, 1/2" | EA | 54.87
221116201080 | 3/4" | Copper fittings, coupling with drain, 3/4" | EA | 64.47
221116201090 | 1" | Copper fittings, coupling with drain, 1" | EA | 74.33
221116201110 | Reducer
221116201120 | 3/8" x 1/4" | Copper fittings, reducer, 3/8"x 1/4" | EA | 38.74
221116201130 | 1/2" x 3/8" | Copper fittings, reducer, 1/2"x 3/8" | EA | 38.18
221116201135 | 3/4" x
221116201140 | 1/4" | Copper fittings, reducer, 3/4"x 1/4" | EA | 45.43
221116201150 | 3/8" | Copper fittings, reducer, 3/4"x 3/8" | EA | 45.63
221116201160 | 1/2" | Copper fittings, reducer, 3/4"x 1/2" | EA | 45.84
221116201165 | 1" x
221116201170 | 1/2" | Copper fittings, reducer, 1"x 1/2" | EA | 51.83
221116201180 | 3/4" | Copper fittings, reducer, 1"x 3/4" | EA | 50.2
221116201185 | 1-1/4" x
221116201190 | 1/2" | Copper fittings, reducer, 1-1/4"x 1/2" | EA | 59.7
221116201200 | 3/4" | Copper fittings, reducer, 1-1/4"x 3/4" | EA | 59.7
221116201210 | 1" | Copper fittings, reducer, 1-1/4"x 1" | EA | 59.7
221116201215 | 1-1/2" x
221116201220 | 1/2" | Copper fittings, reducer, 1-1/2"x 1/2" | EA | 66.35
221116201230 | 3/4" | Copper fittings, reducer, 1-1/2"x 3/4" | EA | 66.35
221116201240 | 1" | Copper fittings, reducer, 1-1/2"x 1" | EA | 66.35
221116201250 | 1-1/4" | Copper fittings, reducer, 1-1/2"x 1-1/4" | EA | 66.35
221116201255 | 2" x
221116201260 | 1/2" | Copper fittings, reducer, 2"x 1/2" | EA | 89.58
221116201270 | 3/4" | Copper fittings, reducer, 2"x 3/4" | EA | 89.58
221116201280 | 1" | Copper fittings, reducer, 2"x 1" | EA | 89.58
221116201290 | 1-1/4" | Copper fittings, reducer, 2"x 1-1/4" | EA | 88.3
221116201300 | 1-1/2" | Copper fittings, reducer, 2"x 1-1/2" | EA | 88.3
221116201310 | 2-1/2" x
221116201320 | 1" | Copper fittings, reducer, 2-1/2"x 1" | EA | 131
221116201330 | 1-1/4" | Copper fittings, reducer, 2-1/2"x 1-1/4" | EA | 125
221116201340 | 1-1/2" | Copper fittings, reducer, 2-1/2"x 1-1/2" | EA | 124
221116201350 | 2" | Copper fittings, reducer, 2-1/2"x 2" | EA | 123
221116201355 | 3" x
221116201360 | 1-1/4" | Copper fittings, reducer, 3"x 1-1/4" | EA | 156
221116201370 | 1-1/2" | Copper fittings, reducer, 3"x 1-1/2" | EA | 157
221116201380 | 2" | Copper fittings, reducer, 3"x 2" | EA | 150
221116201390 | 2-1/2" | Copper fittings, reducer, 3"x 2-1/2" | EA | 152
221116201395 | 4" x
221116201400 | 2" | Copper fittings, reducer, 4"x 2" | EA | 255
221116201410 | 3" | Copper fittings, reducer, 4"x 3" | EA | 242
221116201415 | Female adapters
221116201430 | 1/4" | Copper fittings, female adapters, 1/4" | EA | 41.8
221116201440 | 3/8" | Copper fittings, female adapters, 3/8" | EA | 46.84
221116201450 | 1/2" | Copper fittings, female adapters, 1/2" | EA | 47.72
221116201460 | 3/4" | Copper fittings, female adapters, 3/4" | EA | 53.79
221116201470 | 1" | Copper fittings, female adapters, 1" | EA | 59
221116201480 | 1-1/4" | Copper fittings, female adapters, 1-1/4" | EA | 69.47
221116201490 | 1-1/2" | Copper fittings, female adapters, 1-1/2" | EA | 76.95
221116201500 | 2" | Copper fittings, female adapters, 2" | EA | 88.32
221116201510 | 2-1/2" | Copper fittings, female adapters, 2-1/2" | EA | 129
221116201520 | 3" | Copper fittings, female adapters, 3" | EA | 174
221116201530 | 4" | Copper fittings, female adapters, 4" | EA | 208
221116201540 | Increasing female adapters
221116201545 | 1/8" x
221116201550 | 3/8" | Copper, increasing female adapters, 1/8"x 3/8" | EA | 43.15
221116201560 | 1/2" | Copper, increasing female adapters, 1/8"x 1/2" | EA | 42.67
221116201570 | 1/4" x 1/2" | Copper, increasing female adapters, 1/4"x 1/2" | EA | 46.09
221116201580 | 3/8" x 1/2" | Copper, increasing female adapters, 3/8"x 1/2" | EA | 48.39
221116201585 | 1/2" x
221116201590 | 3/4" | Copper, increasing female adapters, 1/2"x 3/4" | EA | 52.92
221116201600 | 1" | Copper, increasing female adapters, 1/2"x 1" | EA | 61.15
221116201605 | 3/4" x
221116201610 | 1" | Copper, increasing female adapters, 3/4"x 1" | EA | 67.16
221116201620 | 1-1/4" | Copper, increasing female adapters, 3/4"x 1-1/4" | EA | 78.97
221116201625 | 1" x
221116201630 | 1-1/4" | Copper, increasing female adapters, 1"x 1-1/4" | EA | 80.94
221116201640 | 1-1/2" | Copper, increasing female adapters, 1"x 1-1/2" | EA | 83.76
221116201645 | 1-1/4" x
221116201650 | 1-1/2" | Copper, increasing female adapters, 1-1/4"x 1-1/2" | EA | 93.06
221116201660 | 2" | Copper, increasing female adapters, 1-1/4"x 2" | EA | 103
221116201670 | 1-1/2" x 2" | Copper, increasing female adapters, 1-1/2"x 2" | EA | 129
221116201675 | Reducing female adapters
221116201690 | 3/8" x 1/4" | Copper, reducing female adapters, 3/8"x 1/4" | EA | 47.33
221116201695 | 1/2" x
221116201700 | 1/4" | Copper, reducing female adapters, 1/2"x 1/4" | EA | 50.48
221116201710 | 3/8" | Copper, reducing female adapters, 1/2"x 3/8" | EA | 50.48
221116201720 | 3/4" x 1/2" | Copper, reducing female adapters, 3/4"x 1/2" | EA | 57.69
221116201725 | 1" x
221116201730 | 1/2" | Copper, reducing female adapters, 1"x 1/2" | EA | 64.58
221116201740 | 3/4" | Copper, reducing female adapters, 1"x 3/4" | EA | 61.64
221116201745 | 1-1/4" x
221116201750 | 1/2" | Copper, reducing female adapters, 1-1/4"x 1/2" | EA | 76.01
221116201760 | 3/4" | Copper, reducing female adapters, 1-1/4"x 3/4" | EA | 81
221116201770 | 1" | Copper, reducing female adapters, 1-1/4"x 1" | EA | 81
221116201780 | 1-1/2" x
221116201790 | 1" | Copper, reducing female adapters, 1-1/2"x 1" | EA | 83.01
221116201800 | 1-1/4" | Copper, reducing female adapters, 1-1/2"x 1-1/4" | EA | 84.99
221116201805 | 2" x
221116201810 | 1" | Copper, reducing female adapters, 2"x 1" | EA | 95.53
221116201820 | 1-1/4" | Copper, reducing female adapters, 2"x 1-1/4" | EA | 111
221116201830 | 1-1/2" | Copper, reducing female adapters, 2"x 1-1/2" | EA | 105
221116201840 | Female fitting adapters
221116201850 | 1/2" | Copper, female x fitting adapters, 1/2" | EA | 54.88
221116201860 | 3/4" | Copper, female x fitting adapters, 3/4" | EA | 57.82
221116201870 | 3/4" x 1/2" | Copper, female x fitting adapters, 3/4"x 1/2" | EA | 62.6
221116201880 | 1" | Copper, female x fitting adapters, 1" | EA | 66.99
221116201890 | 1-1/4" | Copper, female x fitting adapters, 1-1/4" | EA | 80.48
221116201900 | 1-1/2" | Copper, female x fitting adapters, 1-1/2" | EA | 92.47
221116201910 | 2" | Copper, female x fitting adapters, 2" | EA | 108
221116201920 | Male adapters
221116201930 | 1/4" | Copper, male adapters, 1/4" | EA | 52.14
221116201940 | 3/8" | Copper, male adapters, 3/8" | EA | 46.41
221116201950 | 3" | Copper, male adapters, 3" | EA | 219
221116201960 | 4" | Copper, male adapters, 4" | EA | 291
221116201970 | Increasing male adapters
221116201980 | 3/8" x 1/2" | Copper, increasing male adapters, 3/8"x 1/2" | EA | 48.45
221116201985 | 1/2" x
221116201990 | 3/4" | Copper, increasing male adapters, 1/2"x 3/4" | EA | 51.51
221116202000 | 1" | Copper, increasing male adapters, 1/2"x 1" | EA | 59.81
221116202005 | 3/4" x
221116202010 | 1" | Copper, increasing male adapters, 3/4"x 1" | EA | 61.88
221116202020 | 1-1/4" | Copper, increasing male adapters, 3/4"x 1-1/4" | EA | 65.96
221116202030 | 1" x 1-1/4" | Copper, increasing male adapters, 1"x 1-1/4" | EA | 68.59
221116202035 | 1-1/2" x
221116202040 | 3/4" | Copper, increasing male adapters, 1-1/2"x 3/4" | EA | 75.39
221116202050 | 1" | Copper, increasing male adapters, 1-1/2"x 1" | EA | 86.07
221116202060 | 1-1/4" | Copper, increasing male adapters, 1-1/2"x 1-1/4" | EA | 88.71
221116202065 | 2" x
221116202070 | 1" | Copper, increasing male adapters, 2"x 1" | EA | 116
221116202080 | 1-1/4" | Copper, increasing male adapters, 2"x 1-1/4" | EA | 117
221116202090 | 1-1/2" | Copper, increasing male adapters, 2"x 1-1/2" | EA | 114
221116202100 | 2" x 2-1/2" | Copper, increasing male adapters, 2"x 2-1/2" | EA | 158
221116208000 | Copper pipe fittings
221116208010 | 1/2"
221116208020 | 90 deg ell | Copper pipe fittings, 1/2", 90 deg ell | EA | 21.55
221116208040 | 45 deg ell | Copper pipe fittings, 1/2", 45 deg ell | EA | 21.98
221116208060 | Tee | Copper pipe fittings, 1/2", Tee | EA | 28.35
221116208100 | Cap | Copper pipe fittings, 1/2", Cap | EA | 11.07
221116208120 | Coupling | Copper pipe fittings, 1/2", Coupling | EA | 21.11
221116208160 | Union | Copper pipe fittings, 1/2", Union | EA | 30.63
221116208200 | 3/4"
221116208220 | 90 deg ell | Copper pipe fittings, 3/4", 90 deg ell | EA | 25.96
221116208240 | 45 deg ell | Copper pipe fittings, 3/4", 45 deg ell | EA | 26.56
221116208260 | Tee | Copper pipe fittings, 3/4", Tee | EA | 35.82
221116208290 | Cap | Copper pipe fittings, 3/4", Cap | EA | 12.71
221116208300 | Coupling | Copper pipe fittings, 3/4", Coupling | EA | 24.83
221116208320 | Union | Copper pipe fittings, 3/4", Union | EA | 37.7
221116208360 | 1"
221116208380 | 90 deg ell | Copper pipe fittings, 1", 90 deg ell | EA | 38.11
221116208390 | 45 deg ell | Copper pipe fittings, 1", 45 deg ell | EA | 40.6
221116208400 | Tee | Copper pipe fittings, 1", Tee | EA | 49.34
221116208420 | Cap | Copper pipe fittings, 1", Cap | EA | 18.96
221116208430 | Coupling | Copper pipe fittings, 1", Coupling | EA | 35.82
221116208450 | Union | Copper pipe fittings, 1", Union | EA | 45.74
221116208480 | 1-1/4"
221116208500 | 90 deg ell | Copper pipe fittings, 1-1/4", 90 deg ell | EA | 36.81
221116208510 | 45 deg ell | Copper pipe fittings, 1-1/4", 45 deg ell | EA | 39.49
221116208520 | Tee | Copper pipe fittings, 1-1/4", Tee | EA | 63.07
221116208540 | Cap | Copper pipe fittings, 1-1/4", Cap | EA | 18.14
221116208560 | Union | Copper pipe fittings, 1-1/4", Union | EA | 58.18
221116208580 | 1-1/2"
221116208600 | 90 deg ell | Copper pipe fittings, 1-1/2", 90 deg ell | EA | 46.6
221116208610 | 45 deg ell | Copper pipe fittings, 1-1/2", 45 deg ell | EA | 49.35
221116208620 | Tee | Copper pipe fittings, 1-1/2", Tee | EA | 73.73
221116208640 | Cap | Copper pipe fittings, 1-1/2", Cap | EA | 18.14
221116208660 | Coupling | Copper pipe fittings, 1-1/2", Coupling | EA | 40.6
221116208680 | Union | Copper pipe fittings, 1-1/2", Union | EA | 80.62
221116208905 | 2"
221116208910 | 90 deg ell | Copper pipe fittings, 2", 90 deg ell | EA | 64.34
221116208920 | 45 deg ell | Copper pipe fittings, 2", 45 deg ell | EA | 82.2
221116208930 | Tee | Copper pipe fittings, 2", Tee | EA | 97.02
221116208950 | Cap | Copper pipe fittings, 2", Cap | EA | 24.56
221116208960 | Coupling | Copper pipe fittings, 2", Coupling | EA | 53.2
221116208980 | Union | Copper pipe fittings, 2", Union | EA | 88.08
221116209000 | 2-1/2"
221116209020 | 90 deg ell | Copper pipe fittings, 2-1/2", 90 deg ell | EA | 99.5
221116209030 | 45 deg ell | Copper pipe fittings, 2-1/2", 45 deg ell | EA | 92.66
221116209040 | Tee | Copper pipe fittings, 2-1/2", Tee | EA | 119
221116209070 | Cap | Copper pipe fittings, 2-1/2", Cap | EA | 35.88
221116209080 | Coupling | Copper pipe fittings, 2-1/2", Coupling | EA | 70.99
221116209100 | Union | Copper pipe fittings, 2-1/2", Union | EA | 130
221116500000 | BRASS FITTINGS | BRASS FITTINGS
221116501000 | Compression fittings, union
221116501020 | 3/8" | Brass fitings, compression union, 3/8" | EA | 17.81
221116501030 | 1/2" | Brass fittings, compression union, 1/2" | EA | 21.12
221116501040 | 5/8" | Brass fittings, compression union, 5/8" | EA | 22.8
221116501050 | Union elbow
221116501060 | 3/8" | Brass fittings, compression union elbow, 3/8" | EA | 24.1
221116501070 | 1/2" | Brass fittings, compression union elbow, 1/2" | EA | 30.18
221116501080 | 5/8" | Brass fittings, compression union elbow, 5/8" | EA | 35.38
221116501090 | Union tee
221116501100 | 3/8" | Brass fittings, compression union tee, 3/8" | EA | 23.53
221116501120 | 1/2" | Brass fittings, compression union tee, 1/2" | EA | 27.35
221116501130 | 5/8" | Brass fittings, compression union tee, 5/8" | EA | 32.27
221116502000 | Brass flare fittings, union
221116502020 | 3/8" | Brass ftngs, flare, union, 3/8" | EA | 18.18
221116502030 | 1/2" | Brass ftngs, flare, union, 1/2" | EA | 19.58
221116502040 | 5/8" | Brass ftngs, flare, union, 5/8" | EA | 21.05
221116502050 | 90 deg elbow union
221116502060 | 3/8" | Brass ftngs, flare, 90 deg elbow union, 3/8" | EA | 22.42
221116502070 | 1/2" | Brass ftngs, flare, 90 deg elbow union, 1/2" | EA | 26.11
221116502080 | 5/8" | Brass ftngs, flare, 90 deg elbow union, 5/8" | EA | 34.9
221116700000 | CHROME PLATED FITTINGS | CHROME PLATED FITTINGS
221116700005 | Fittings
221116700010 | 90 ell
221116700020 | 3/8" | Chrome plated fittings, 90 ell, 1/2" | EA | 44.46
221116700030 | 1/2" | Chrome plated fittings, 90 ell, 3/4" | EA | 50.8
221116700035 | 45 ell
221116700040 | 3/8" | Chrome plated fittings, 45 ell, 3/8" | EA | 50.8
221116700050 | 1/2" | Chrome plated fittings, 45 ell, 1/2" | EA | 59.86
221116700055 | Tee
221116700060 | 3/8" | Chrome plated fittings, tee, 3/8" | EA | 60.59
221116700070 | 1/2" | Chrome plated fittings, tee, 1/2" | EA | 66.33
221116700075 | Coupling
221116700080 | 3/8" | Chrome plated fittings, coupling, 3/8" | EA | 43.92
221116700090 | 1/2" | Chrome plated fittings, coupling, 1/2" | EA | 43.92
221116700095 | Union
221116700100 | 3/8" | Chrome plated fittings, union, 3/8" | EA | 57.9
221116700110 | 1/2" | Chrome plated fittings, union, 1/2" | EA | 59.16
221116700115 | Tee
221116700130 | 1/2" x 3/8" x 3/8" | Chrome plated fittings, tee, 1/2"x 3/8"x 3/8" | EA | 70.38
221116700140 | 1/2" x 3/8" x 1/2" | Chrome plated fittings, tee, 1/2"x 3/8"x 1/2" | EA | 71.1
221116800000 | PVC/CPVC PIPE | PVC/CPVC PIPE
221116800900 | PVC schedule 40
221116801000 | 1/2" pipe | PVC pipe, sch 40, 1/2" pipe | LF | 4.37
221116801020 | 3/4" pipe | PVC pipe, sch 40, 3/4" pipe | LF | 4.95
221116801040 | 1" pipe | PVC pipe, sch 40, 1" pipe | LF | 5.58
221116801060 | 1-1/4" pipe | PVC pipe, sch 40, 1-1/4" pipe | LF | 6.4
221116801080 | 1-1/2" pipe | PVC pipe, sch 40, 1-1/2" pipe | LF | 7.73
221116801100 | 2" pipe | PVC pipe, sch 40, 2" pipe | LF | 9.09
221116801110 | 2-1/2" pipe | PVC pipe, sch 40, 2-1/2" pipe | LF | 11.8
221116801120 | 3" pipe | PVC pipe, sch 40, 3" pipe | LF | 14.48
221116801130 | 4" pipe | PVC pipe, sch 40, 4" pipe | LF | 19.09
221116801140 | 6" pipe | PVC pipe, sch 40, 6" pipe | LF | 36.61
221116801150 | 8" pipe | PVC pipe, sch 40, 8" pipe | LF | 50.65
221116802965 | PVC schedule 80 pipe
221116803070 | 1-1/2" pipe | PVC pipe, sch 80, 1-1/2" pipe | LF | 8.41
221116803071 | 2" pipe | PVC pipe, sch 80, 2" pipe | LF | 10.2
221116803100 | 3" pipe | PVC pipe, sch 80, 3" pipe | LF | 16.78
221116803110 | 4" pipe | PVC pipe, sch 80, 4" pipe | LF | 21.41
221116807000 | Polypropylene, acid resistant, DWV pipe
221116807010 | Schedule 40
221116807030 | 1-1/2" pipe | Polypropylene, acid res, DWV, sch 40, 1-1/2" pipe | LF | 17.43
221116807040 | 2" pipe | Polypropylene, acid res, DWV, sch 40, 2" pipe | LF | 22.36
221116807050 | 3" pipe | Polypropylene, acid res, DWV, sch 40, 3" pipe | LF | 39.4
221116807060 | 4" pipe | Polypropylene, acid res, DWV, sch 40, 4" pipe | LF | 50
221116807070 | 6" pipe | Polypropylene, acid res, DWV, sch 40, 6" pipe | LF | 99.56
221116807800 | Polyethylene pipe and fittings
221116807900 | SDR-21
221116808020 | 3" pipe | Polyethylene pipe, SDR-21, 3" pipe | LF | 15.33
221116808030 | 4" pipe | Polyethylene pipe, SDR-21, 4" pipe | LF | 21.46
221116808040 | 6" pipe | Polyethylene pipe, SDR-21, 6" pipe | LF | 31.46
221116808050 | 8" pipe | Polyethylene pipe, SDR-21, 8" pipe | LF | 38.75
221116808060 | 10" pipe | Polyethylene pipe, SDR-21, 10" pipe | LF | 44.68
221116900000 | STEEL PIPE | STEEL PIPE
221116901000 | Black steel, extra heavy pipe, threaded
221116901030 | 1/2" pipe | Black steel, extra heavy pipe, threaded, 1/2" pipe | LF | 6.41
221116901100 | 3/4" pipe | Black steel, extra heavy pipe, threaded, 3/4" pipe | LF | 7.23
221116901200 | 1" pipe | Black steel, extra heavy, threaded, 1" pipe | LF | 9.16
221116901400 | 1-1/2" pipe | Black steel, extra heavy, threaded, 1-1/2" pipe | LF | 12.01
221116901500 | 2-1/2" pipe | Black steel, extra heavy, threaded, 2-1/2" pipe | LF | 25.27
221116901610 | 3" pipe | Black steel, extra heavy, threaded, 3" pipe | LF | 33.61
221116901700 | 4" pipe | Black steel, extra heavy, threaded, 4" pipe | LF | 46.31
221116901800 | 5" pipe | Black steel, extra heavy, threaded, 5" pipe | LF | 60.58
221116901900 | 6" pipe | Black steel, extra heavy, threaded, 6" pipe | LF | 70.08
221116902000 | 8" pipe | Black steel, extra heavy, threaded, 8" pipe | LF | 100
221116902100 | 10" pipe | Black steel, extra heavy, threaded, 10" pipe | LF | 146
221116902200 | 12" pipe | Black steel, extra heavy, threaded, 12" pipe | LF | 190
221116904000 | Fittings, malleable iron, threaded, 1/2" pipe
221116904010 | 90 deg ell | Malleable iron, threaded, 1/2", 90 deg ell | EA | 33.28
221116904020 | 45 deg ell | Malleable iron, threaded, 1/2", 45 deg ell | EA | 34.46
221116904030 | Tee | Malleable iron, threaded, 1/2", tee | EA | 48.51
221116904085 | 3/4" pipe
221116904090 | 90 deg ell | Malleable iron, threaded, 3/4", 90 deg ell | EA | 33.86
221116904100 | 45 deg ell | Malleable iron, threaded, 3/4", 45 deg ell | EA | 51.11
221116904120 | Tee | Malleable iron, threaded, 3/4", tee | EA | 50.15
221116904178 | 1" pipe
221116904180 | 90 deg ell | Malleable iron, threaded, 1", 90 deg ell | EA | 42
221116904200 | 45 deg ell | Malleable iron, threaded, 1", 45 deg ell | EA | 43.97
221116904210 | Tee | Malleable iron, threaded, 1", tee | EA | 59.01
221116904265 | 1-1/2" pipe
221116904270 | 90 deg ell | Malleable iron, threaded, 1-1/2", 90 deg ell | EA | 57.36
221116904280 | 45 deg ell | Malleable iron, threaded, 1-1/2", 45 deg ell | EA | 60.35
221116904300 | Tee | Malleable iron, threaded, 1-1/2", tee | EA | 82.37
221116904365 | 2-1/2" pipe
221116904370 | 90 deg ell | Malleable iron, threaded, 2-1/2", 90 deg ell | EA | 160
221116904380 | 45 deg ell | Malleable iron, threaded, 2-1/2", 45 deg ell | EA | 180
221116904400 | Tee | Malleable iron, threaded, 2-1/2", tee | EA | 217
221116904448 | 3" pipe
221116904450 | 90 deg ell | Malleable iron, threaded, 3", 90 deg ell | EA | 220
221116904470 | 45 deg ell | Malleable iron, threaded, 3", 45 deg ell | EA | 238
221116904480 | Tee | Malleable iron, threaded, 3", tee | EA | 323
221116904535 | 4" pipe
221116904540 | 90 deg ell | Malleable iron, threaded, 4", 90 deg ell | EA | 331
221116904550 | 45 deg ell | Malleable iron, threaded, 4", 45 deg ell | EA | 353
221116904560 | Tee | Malleable iron, threaded, 4", tee | EA | 538
221116904710 | 90 deg ell | Malleable iron, threaded, 6", 90 deg ell | EA | 604
221116904715 | 6" pipe
221116904720 | 45 deg ell | Malleable iron, threaded, 6", 45 deg ell | EA | 669
221116904730 | Tee | Malleable iron, threaded, 6", tee | EA | 1053
221116904880 | 8" pipe
221116904900 | 90 deg ell | Malleable iron, threaded, 8", 90 deg ell | EA | 1203
221116904905 | 45 deg ell | Malleable iron, threaded, 8", 45 deg ell | EA | 1311
221116904910 | Tee | Malleable iron, threaded, 8", tee | EA | 1146
221116904980 | 10" pipe
221116904985 | 90 deg ell | Malleable iron, threaded, 10", 90 deg ell | EA | 1374
221116904990 | 45 deg ell | Malleable iron, threaded, 10", 45 deg ell | EA | 1496
221116905030 | Tee | Malleable iron, threaded, 10", tee | EA | 1227
221116905100 | 12" pipe
221116905110 | 90 deg ell | Malleable iron, threaded, 12", 90 deg ell | EA | 1581
221116905120 | 45 deg ell | Malleable iron, threaded, 12", 45 deg ell | EA | 1717
221116905130 | Tee | Malleable iron, threaded, 12", tee | EA | 1523
221117000000 | GALVANIZED STEEL PIPE | GALVANIZED STEEL PIPE
221117001000 | Galvanized pipe
221117001020 | 1/2" pipe | Galvanized steel, 1/2" pipe | LF | 13.94
221117001040 | 3/4" pipe | Galvanized steel, 3/4" pipe | LF | 17.69
221117001050 | 1" pipe | Galvanized steel, 1" pipe | LF | 19.43
221117001060 | 1-1/4" pipe | Galvanized steel, 1-1/4" pipe | LF | 23.15
221117001070 | 1-1/2" pipe | Galvanized steel, 1-1/2" pipe | LF | 26.94
221117001080 | 2" pipe | Galvanized steel, 2" pipe | LF | 35.38
221117001090 | 2-1/2" pipe | Galvanized steel, 2-1/2" pipe | LF | 48.55
221117001100 | 3" pipe | Galvanized steel, 3" pipe | LF | 57.88
221117001110 | 4" pipe | Galvanized steel, 4" pipe | LF | 72.64
221117001120 | 6" pipe | Galvanized steel, 6" pipe | LF | 139
221117100000 | STAINLESS STEEL PIPE | STAINLESS STEEL PIPE
221117103900 | Stainless steel, schedule 40, threaded
221117104000 | 1/2" pipe | Stainless steel, sch 40, threaded, 1/2" pipe | LF | 23.41
221117104005 | 3/4" pipe | Stainless steel, sch 40, threaded, 3/4" pipe | LF | 27.97
221117104090 | 1" pipe | Stainless steel, sch 40, threaded, 1" pipe | LF | 31.08
221117104100 | 1-1/2" pipe | Stainless steel, sch 40, threaded, 1-1/2" pipe | LF | 38.4
221117104200 | 2" pipe | Stainless steel, sch 40, threaded, 2" pipe | LF | 51.55
221117104220 | 2-1/2" pipe | Stainless steel, sch 40, threaded, 2-1/2" pipe | LF | 67.34
221117104240 | 3" pipe | Stainless steel, sch 40, threaded, 3" pipe | LF | 89.35
221117104260 | 4" pipe | Stainless steel, sch 40, threaded, 4" pipe | LF | 111
221119100000 | BACKFLOW PREVENTERS | BACKFLOW PREVENTERS
221119100080 | Backflow preventer, flanged, cast iron, with valves
221119100100 | 3" pipe | Backflow preventer, flanged, CI, w/valves, 3" pipe | EA | 4474
221119100120 | 4" pipe | Backflow preventer, flanged, CI, w/valves, 4" pipe | EA | 5196
221119100130 | 6" pipe | Backflow preventer, flanged, CI, w/valves, 6" pipe | EA | 8776
221119100140 | 8" pipe | Backflow preventer, flanged, CI, w/valves, 8" pipe | EA | 13136
221119101900 | Threaded
221119102000 | 3/4" pipe | Backflow preventer, threaded, CI, w/valves, 3/4" pipe | EA | 695
221119102020 | 2" pipe | Backflow preventer, threaded, CI, w/valves, 2" pipe | EA | 1212
221119103000 | Reduced pressure assembly, bronze, threaded
221119103100 | 3/4" | Reduced pressure assembly, bronze threaded, 3/4" | EA | 691
221119103120 | 1" | Reduced pressure assembly, bronze threaded, 1" | EA | 728
221119103140 | 1-1/4" | Reduced pressure assembly, bronze threaded, 1-1/4" | EA | 1033
221119103160 | 1-1/2" | Reduced pressure assembly, bronze threaded, 1-1/2" | EA | 1170
221119600000 | VACUUM BREAKERS | VACUUM BREAKERS
221119601000 | Vacuum breaker, atmospheric, threaded connection
221119601010 | 3/4" | Vacuum breaker, atmospheric, threaded conn, 3/4" | EA | 91.25
221119601015 | 1" | Vacuum breaker, atmospheric, threaded connection, 1" | EA | 116
221119601018 | Anti-siphon, brass
221119601020 | 3/4" | Vacuum breaker, anti-siphon, brass, 3/4" | EA | 95.78
221119601030 | 1" | Vacuum breaker, anti-siphon, brass, 1" | EA | 129
221119601040 | 1-1/4" | Vacuum breaker, anti-siphon, brass, 1-1/4" | EA | 205
221119601050 | 1-1/2" | Vacuum breaker, anti-siphon, brass, 1-1/2" | EA | 243
221119601060 | 2" | Vacuum breaker, anti-siphon, brass, 2" | EA | 356
221123000000 | PUMPS | PUMPS
221123000900 | In-line pump, bronze, centrifugal
221123001000 | 5 gpm, 20' head | In line pump, bronze, centrifugal, 5 gpm, 20' head | EA | 735
221123001010 | 20 gpm, 40' head | In line pump, bronze, centrifugal, 20 gpm, 40' head | EA | 1274
221123001015 | 50 gpm
221123001020 | 50' head | In line pump, bronze, centrifugal, 50 gpm, 50' head | EA | 1503
221123001065 | Cast iron, centrifugal
221123001070 | 50 gpm, 200' head | Cast iron, centrifugal, 50 gpm, 200' head | EA | 1430
221123001075 | 100 gpm
221123001080 | 100' head | Cast iron, centrifugal, 100 gpm, 100' head | EA | 2399
221123001500 | Centrifugal, close coupled, C.I., single stage
221123001520 | 50 gpm, 100' head | Centrifugal, close cpl, CI, 1 stage, 50 gpm, 100' head | EA | 1689
221123001530 | 100 gpm, 100' head | Centrifugal, close cpl, CI, 1 stage, 100 gpm, 100' head | EA | 2066
221123001535 | Base mounted
221123001540 | 50 gpm, 100' head | Centrifugal, base mount, CI, 1 stage, 50 gpm, 100' head | EA | 3333
221123001550 | 100 gpm, 50' head | Centrifugal, base mount, CI, 1 stage, 100 gpm, 50' head | EA | 3810
221123001560 | 200 gpm, 100' head | Centrifugal, base mount, CI, 1 stage, 200 gpm, 100' hed | EA | 4909
221123001570 | 300 gpm, 175' head | Centrifugal, base mount, CI, 1 stage, 300 gpm, 175' hed | EA | 5207
221123005980 | Condensate pump, simplex
221123006000 | 1000 sf EDR, 2 gpm | Condensate pump, simplex, 1000 sf EDR, 2 gpm | EA | 2398
221123006010 | 2000 sf EDR, 3 gpm | Condensate pump, simplex, 2000 sf EDR, 3 gpm | EA | 2424
221123006020 | 4000 sf EDR, 6 gpm | Condensate pump, simplex, 4000 sf EDR, 6 gpm | EA | 2506
221123006030 | 6000 sf EDR, 9 gpm | Condensate pump, simplex, 6000 sf EDR, 9 gpm | EA | 2532
221123006035 | Duplex, bronze
221123006040 | 8000 sf EDR, 12 gpm | Condensate pump, duplex, brnz, 8000 sf EDR, 12 gpm | EA | 3171
221123006050 | 10,000 sf EDR, 15 gpm | Condensate pump, duplex, brnz, 10,000 sf EDR, 15 gpm | EA | 3570
221123006060 | 15,000 sf EDR, 23 gpm | Condensate pump, duplex, brnz, 15,000 sf EDR, 23 gpm | EA | 4223
221123006070 | 20,000 sf EDR, 30 gpm | Condensate pump, duplex, brnz, 20,000 sf EDR, 30 gpm | EA | 5214
221123006080 | 25,000 sf EDR, 38 gpm | Condensate pump, duplex, brnz, 25,000 sf EDR, 38 gpm | EA | 5334
221200000000 | FACILITY POTABLE-WATER STORAGE TANKS
221200400000 | STORAGE TANKS | STORAGE TANKS
221200400980 | Hot water storage tank, cement lined
221200401000 | 10 gallon | Hot water storage tank, cement lined, 10 gal | EA | 838
221200401020 | 70 gallon | Hot water storage tank, cement lined, 70 gallon | EA | 2150
221200401040 | 200 gallon | Hot water storage tank, cement lined, 200 gallon | EA | 3862
221200401060 | 900 gallon | Hot water storage tank, cement lined, 900 gallon | EA | 4463
221200401080 | 1100 gallon | Hot water storage tank, cement lined, 1100 gallon | EA | 5589
221200401100 | 2000 gallon | Hot water storage tank, cement lined, 2000 gallon | EA | 7500
221300000000 | FACILITY SANITARY SEWERAGE
221314000000 | EXTRA HEAVY SOIL PIPE | EXTRA HEAVY SOIL PIPE
221314000005 | Extra heavy soil pipe, single hub
221314000010 | 2" x 5' | Extra heavy soil pipe, single hub, 2"x 5' | EA | 193
221314000020 | 3" x 5' | Extra heavy soil pipe, single hub, 3"x 5' | EA | 227
221314000030 | 4" x 5' | Extra heavy soil pipe, single hub, 4"x 5' | EA | 278
221314000040 | 6" x 5' | Extra heavy soil pipe, single hub, 6"x 5' | EA | 331
221314000045 | Double hub
221314000050 | 2" x 5' | Extra heavy soil pipe, double hub, 2"x 5' | EA | 144
221314000060 | 4" x 5' | Extra heavy soil pipe, double hub, 4"x 5' | EA | 178
221314000070 | 5" x 5' | Extra heavy soil pipe, double hub, 5"x 5' | EA | 263
221314000080 | 6" x 5' | Extra heavy soil pipe, double hub, 6"x 5' | EA | 307
221314000085 | Single hub
221314000090 | 3" x 10' | Extra heavy soil pipe, single hub, 3"x 10' | EA | 259
221314000100 | 4" x 10' | Extra heavy soil pipe, single hub, 4"x 10' | EA | 335
221314000110 | 6" x 10' | Extra heavy soil pipe, single hub, 6"x 10' | EA | 493
221315000000 | SERVICE WEIGHT PIPE | SERVICE WEIGHT PIPE
221315000005 | Service weight pipe, single hub
221315000020 | 3" x 5' | Service weight pipe, single hub 3"x 5' | EA | 99.71
221315000030 | 4" x 5' | Service weight pipe, single hub 4"x 5' | EA | 114
221315000050 | 6" x 5' | Service weight pipe, single hub 6"x 5' | EA | 199
221315000085 | Double hub
221315000100 | 3" x 5' | Service weight pipe, double hub 3"x 5' | EA | 114
221315000110 | 4" x 5' | Service weight pipe, double hub, 4"x 5' | EA | 128
221315000130 | 6" x 5' | Service weight pipe, double hub, 6"x 5' | EA | 217
221315000155 | Single hub
221315000170 | 3" x 10' | Service weight pipe, single hub, 3"x 10' | EA | 131
221315000180 | 4" x 10' | Service weight pipe, single hub, 4"x 10' | EA | 164
221315000200 | 6" x 10' | Service weight pipe, single hub, 6"x 10' | EA | 268
221315000395 | 1/8 bend
221315000410 | 3" | Service weight pipe, 1/8 bend, 3" | EA | 57.12
221315000420 | 4" | Service weight pipe, 1/8 bend, 4" | EA | 71.81
221315000440 | 6" | Service weight pipe, 1/8 bend, 6" | EA | 97.48
221315000525 | 1/4 bend
221315000540 | 3" | Service weight pipe, 1/4 bend, 3" | EA | 61.33
221315000550 | 4" | Service weight pipe, 1/4 bend, 4" | EA | 80.48
221315000570 | 6" | Service weight pipe, 1/4 bend, 6" | EA | 114
221315000635 | Sweep
221315000650 | 3" | Service weight pipe, sweep, 3" | EA | 77.03
221315000660 | 4" | Service weight pipe, sweep, 4" | EA | 101
221315000680 | 6" | Service weight pipe, sweep, 6" | EA | 166
221315000765 | Sanitary T
221315000790 | 3" | Service weight pipe, sanitary T, 3" | EA | 107
221315000820 | 4" | Service weight pipe, sanitary T, 4" | EA | 127
221315000840 | 6" | Service weight pipe, sanitary T, 6" | EA | 200
221315000845 | Wye
221315000870 | 3" | Service weight pipe, wye, 3" | EA | 94.74
221315000900 | 4" | Service weight pipe, wye, 4" | EA | 113
221315000990 | 6" | Service weight pipe, wye, 6" | EA | 202
221316000000 | C.I. PIPE, ABOVE GROUND | C.I. PIPE, ABOVE GROUND
221316000980 | No hub pipe
221316001000 | 1-1/2" pipe | CI Pipe, Abv Gr, no hub, 1-1/2" pipe | LF | 18.68
221316001010 | 2" pipe | CI Pipe, Abv Gr, no hub, 2" pipe | LF | 18.34
221316001100 | 3" pipe | CI Pipe, Abv Gr, no hub, 3" pipe | LF | 24
221316001200 | 4" pipe | CI Pipe, Abv Gr, no hub, 4" pipe | LF | 34.52
221316001300 | 6" pipe | CI Pipe, Abv Gr, no hub, 6" pipe | LF | 52.44
221316001400 | 8" pipe | CI Pipe, Abv Gr, no hub, 8" pipe | LF | 85.35
221316001500 | 10" pipe | CI Pipe, Abv Gr, no hub, 10" pipe | LF | 123
221316004980 | No hub fittings, 1-1/2" pipe
221316005000 | 1/4 bend | CI Pipe, Abv Gr, no hub, 1-1/2", 1/4 bend | EA | 43.5
221316005060 | 1/8 bend | CI Pipe, Abv Gr, no hub, 1-1/2", 1/8 bend | EA | 41.29
221316005100 | Sanitary tee | CI Pipe, Abv Gr, no hub, 1-1/2", sanitary tee | EA | 63.72
221316005180 | Coupling | CI Pipe, Abv Gr, no hub, 1-1/2", coupling | EA | 26.93
221316005200 | Wye | CI Pipe, Abv Gr, no hub, 1-1/2", wye | EA | 68.44
221316005370 | 2" pipe
221316005380 | 1/4 bend | CI Pipe, Abv Gr, no hub, 2", 1/4 bend | EA | 52.93
221316005440 | 1/8 bend | CI Pipe, Abv Gr, no hub, 2", 1/8 bend | EA | 49.61
221316005480 | Sanitary tee | CI Pipe, Abv Gr, no hub, 2", sanitary tee | EA | 83.04
221316005560 | Coupling | CI Pipe, Abv Gr, no hub, 2", 1/8 bend, coupling | EA | 25.68
221316005600 | Wye | CI Pipe, Abv Gr, no hub, 2", wye | EA | 96.6
221316005980 | 3" pipe
221316006000 | 1/4 bend | CI Pipe, Abv Gr, no hub, 3", 1/4 bend | EA | 68.2
221316006080 | 1/8 bend | CI Pipe, Abv Gr, no hub, 3", 1/8 bend | EA | 64.4
221316006120 | Sanitary tee | CI Pipe, Abv Gr, no hub, 3", sanitary tee | EA | 84.57
221316006260 | Coupling | CI Pipe, Abv Gr, no hub, 3", coupling | EA | 29.4
221316006280 | Wye | CI Pipe, Abv Gr, no hub, 3", wye | EA | 106
221316006810 | 4" pipe
221316006820 | 1/4 bend | CI Pipe, Abv Gr, no hub, 4", 1/4 bend | EA | 78.55
221316006900 | 1/8 bend | CI Pipe, Abv Gr, no hub, 4", 1/8 bend | EA | 69.55
221316006940 | Sanitary tee | CI Pipe, Abv Gr, no hub, 4", sanitary tee | EA | 119
221316007100 | Coupling | CI Pipe, Abv Gr, no hub, 4", coupling | EA | 28.64
221316007120 | Wye | CI Pipe, Abv Gr, no hub, 4", wye | EA | 125
221316007595 | 6" pipe
221316007600 | 1/4 bend | CI Pipe, Abv Gr, no hub, 6", 1/4 bend | EA | 160
221316007640 | 1/8 bend | CI Pipe, Abv Gr, no hub, 6", 1/8 bend | EA | 132
221316007660 | Sanitary tee | CI Pipe, Abv Gr, no hub, 6", sanitary tee | EA | 218
221316007700 | Coupling | CI Pipe, Abv Gr, no hub, 6", coupling | EA | 72.57
221316007710 | Wye | CI Pipe, Abv Gr, no hub, 6", wye | EA | 225
221316007980 | 8" pipe
221316007990 | 1/4 bend | CI Pipe, Abv Gr, no hub, 8", 1/4 bend | EA | 222
221316008030 | 1/8 bend | CI Pipe, Abv Gr, no hub, 8", 1/8 bend | EA | 179
221316008050 | Sanitary tee | CI Pipe, Abv Gr, no hub, 8", sanitary tee | EA | 439
221316008090 | Coupling | CI Pipe, Abv Gr, no hub, 8", coupling | EA | 137
221316008100 | Wye | CI Pipe, Abv Gr, no hub, 8", wye | EA | 290
221316008355 | 10" pipe
221316008360 | 1/4 bend | CI Pipe, Abv Gr, no hub, 10", 1/4 bend | EA | 370
221316008380 | 1/8 bend | CI Pipe, Abv Gr, no hub, 10", 1/8 bend | EA | 268
221316008420 | Coupling | CI Pipe, Abv Gr, no hub, 10", coupling | EA | 181
221316008450 | Wye | CI Pipe, Abv Gr, no hub, 10", wye | EA | 585
221316008490 | 10x6" wye | CI Pipe, Abv Gr, no hub, 10", 10x 6" wye | EA | 466
221316100000 | C.I. PIPE, BELOW GROUND | C.I. PIPE, BELOW GROUND
221316101010 | No hub pipe
221316101020 | 1-1/2" pipe | CI Pipe, Blw Gr, no hub, 1-1/2" pipe | LF | 17.43
221316101030 | 2" pipe | CI Pipe, Blw Gr, no hub, 2" pipe | LF | 18.28
221316101120 | 3" pipe | CI Pipe, Blw Gr, no hub, 3" pipe | LF | 23.98
221316101220 | 4" pipe | CI Pipe, Blw Gr, no hub, 4" pipe | LF | 31.32
221316101320 | 6" pipe | CI Pipe, Blw Gr, no hub, 6" pipe | LF | 49.14
221316101420 | 8" pipe | CI Pipe, Blw Gr, no hub, 8" pipe | LF | 73.8
221316101520 | 10" pipe | CI Pipe, Blw Gr, no hub, 10" pipe | LF | 117
221316105000 | Fittings, 1-1/2"
221316105010 | 1/4 bend | CI Pipe, Blw Gr, no hub, 1-1/2", 1/4 bend | EA | 41.08
221316105080 | 1/8 bend | CI Pipe, Blw Gr, no hub, 1-1/2", 1/8 bend | EA | 38.54
221316105220 | Wye | CI Pipe, Blw Gr, no hub, 1-1/2", wye | EA | 57.64
221316105370 | 2"
221316105390 | 1/4 bend | CI Pipe, Blw Gr, no hub, 2", 1/4 bend | EA | 46.89
221316105460 | 1/8 bend | CI Pipe, Blw Gr, no hub, 2", 1/8 bend | EA | 44.36
221316106000 | 3"
221316106020 | 1/4 bend | CI Pipe, Blw Gr, no hub, 3", 1/4 bend | EA | 59.17
221316106100 | 1/8 bend | CI Pipe, Blw Gr, no hub, 3", 1/8 bend | EA | 55.41
221316106300 | Wye | CI Pipe, Blw Gr, no hub, 3", wye | EA | 87.1
221316106820 | 4"
221316106840 | 1/4 bend | CI Pipe, Blw Gr, no hub, 4", 1/4 bend | EA | 69.59
221316106920 | 1/8 bend | CI Pipe, Blw Gr, no hub, 4", 1/8 bend | EA | 60.59
221316107140 | Wye | CI Pipe, Blw Gr, no hub, 4", wye | EA | 107
221316107780 | 6"
221316107800 | 1/4 bend | CI Pipe, Blw Gr, no hub, 6", 1/4 bend | EA | 110
221316107820 | 1/8 bend | CI Pipe, Blw Gr, no hub, 6", 1/8 bend | EA | 92.06
221316107990 | 8"
221316108000 | 1/4 bend | CI Pipe, Blw Gr, no hub, 8", 1/4 bend | EA | 204
221316108040 | 1/8 bend | CI Pipe, Blw Gr, no hub, 8", 1/8 bend | EA | 160
221316108120 | Wye | CI Pipe, Blw Gr, no hub, 8", wye | EA | 275
221316108350 | 10"
221316108370 | 1/4 bend | CI Pipe, Blw Gr, no hub, 10", 1/4 bend | EA | 351
221316108390 | 1/8 bend | CI Pipe, Blw Gr, no hub, 10", 1/8 bend | EA | 249
221316108410 | Plug | CI Pipe, Blw Gr, no hub, 10", plug | EA | 90.48
221316108460 | Wye | CI Pipe, Blw Gr, no hub, 10", wye | EA | 548
221316300000 | ABS DWV PIPE | ABS DWV PIPE
221316301480 | Schedule 40 ABS
221316301500 | 1-1/2" pipe | ABS DWV pipe, sch 40, 1-1/2" pipe | LF | 6.3
221316301520 | 2" pipe | ABS DWV pipe, sch 40, 2" pipe | LF | 7.41
221316301530 | 3" pipe | ABS DWV pipe, sch 40, 3" pipe | LF | 11.39
221316301540 | 4" pipe | ABS DWV pipe, sch 40, 4" pipe | LF | 16.01
221316301550 | 6" pipe | ABS DWV pipe, sch 40, 6" pipe | LF | 25.67
221316500000 | PLASTIC PIPE | PLASTIC PIPE
221316501000 | Fiberglass reinforced pipe
221316501010 | 2" pipe | Fiberglass reinforced, 2" pipe | LF | 11.28
221316501020 | 3" pipe | Fiberglass reinforced, 3" pipe | LF | 13.71
221316501030 | 4" pipe | Fiberglass reinforced, 4" pipe | LF | 16.3
221316501040 | 6" pipe | Fiberglass reinforced, 6" pipe | LF | 24.59
221316501050 | 8" pipe | Fiberglass reinforced, 8" pipe | LF | 37.81
221316501060 | 10" pipe | Fiberglass reinforced, 10" pipe | LF | 52.02
221316501070 | 12" pipe | Fiberglass reinforced, 12" pipe | LF | 66.59
221316700000 | DRAINS, ROOF & FLOOR | DRAINS, ROOF & FLOOR
221316701020 | Floor drain, cast iron, with cast iron top
221316701030 | 2" | Floor drain, cast iron, with cast iron top, 2" | EA | 294
221316701040 | 3" | Floor drain, cast iron, with cast iron top, 3" | EA | 302
221316701050 | 4" | Floor drain, cast iron, with cast iron top, 4" | EA | 560
221316701060 | 6" | Floor drain, cast iron, with cast iron top, 6" | EA | 712
221316701070 | 9" | Floor drain, cast iron, with cast iron top, 9" | SF | 992
221316701090 | Roof drain, cast iron
221316701100 | 2" | Roof drain, cast iron, 2" | EA | 353
221316701110 | 3" | Roof drain, cast iron, 3" | EA | 368
221316701120 | 4" | Roof drain, cast iron, 4" | EA | 441
221316701130 | 5" | Roof drain, cast iron, 5" | EA | 631
221316701140 | 6" | Roof drain, cast iron, 6" | EA | 639
221316800000 | TRAPS | TRAPS
221316800980 | Bucket trap, threaded
221316801000 | 3/4" | Bucket trap, threaded, 3/4" | EA | 282
221316801010 | 1" | Bucket trap, threaded, 1" | EA | 712
221316801020 | 1-1/4" | Bucket trap, threaded, 1-1/4" | EA | 841
221316801030 | 1-1/2" | Bucket trap, threaded, 1-1/2" | EA | 1240
221316801080 | Inverted bucket steam trap, threaded
221316801100 | 3/4" | Bucket trap, inverted, threaded, 3/4" | EA | 336
221316801110 | 1" | Bucket trap, inverted, threaded, 1" | EA | 602
221316801120 | 1-1/4" | Bucket trap, inverted, threaded, 1-1/4" | EA | 875
221316801140 | 1-1/2" | Bucket trap, inverted, threaded, 1-1/2" | EA | 953
221316801480 | Float trap, 15 psi
221316801500 | 3/4" | Float trap, 15 psi, 3/4" | EA | 256
221316801510 | 1" | Float trap, 15 psi, 1" | EA | 366
221316801520 | 1-1/4" | Float trap, 15 psi, 1-1/4" | EA | 463
221316801530 | 1-1/2" | Float trap, 15 psi, 1-1/2" | EA | 581
221316801540 | 2" | Float trap, 15 psi, 2" | EA | 968
221316801980 | Float and thermostatic trap, 15 psi
221316802000 | 3/4" | Float and thermostatic trap, 15 psi, 3/4" | EA | 269
221316802010 | 1" | Float and thermostatic trap, 15 psi, 1" | EA | 299
221316802020 | 1-1/4" | Float and thermostatic trap, 15 psi, 1-1/4" | EA | 437
221316802030 | 1-1/2" | Float and thermostatic trap, 15 psi, 1-1/2" | EA | 554
221316802040 | 2" | Float and thermostatic trap, 15 psi, 2" | EA | 968
221316802135 | Steam trap, cast iron body, threaded, 125 psi
221316802140 | 3/4" | Steam trap, cast iron body, threaded, 125 psi, 3/4" | EA | 309
221316802150 | 1" | Steam trap, cast iron body, threaded, 125 psi, 1" | EA | 353
221316802160 | 1-1/4" | Steam trap, cast iron body, threaded, 125 psi, 1-1/4" | EA | 490
221316802170 | 1-1/2" | Steam trap, cast iron body, threaded, 125 psi, 1-1/2" | EA | 767
221319200000 | CLEANOUTS | CLEANOUTS
221319200980 | Cleanout, wall
221319201000 | 2" | Cleanout, wall, 2" | EA | 300
221319201020 | 3" | Cleanout, wall, 3" | EA | 396
221319201040 | 4" | Cleanout, wall, 4" | EA | 419
221319201042 | 6" | Cleanout, wall, 6" | EA | 650
221319201046 | 8" | Cleanout, wall, 8" | EA | 896
221319201050 | Floor
221319201060 | 2" | Cleanout, floor, 2" | EA | 291
221319201080 | 3" | Cleanout, floor, 3" | EA | 363
221319201100 | 4" | Cleanout, floor, 4" | EA | 386
221319201120 | 6" | Cleanout, floor, 6" | EA | 520
221319201140 | 8" | Cleanout, floor, 8" | EA | 896
221319300000 | GREASE TRAPS | GREASE TRAPS
221319301000 | Grease traps, cast iron, 3" pipe
221319301020 | 35 gpm, 70 lb capacity | Grease traps, CI, 3" pipe, 35 gpm, 70 lb capacity | EA | 7818
221319301040 | 50 gpm, 100 lb capacity | Grease traps, CI, 3" pipe, 50 gpm, 100 lb capacity | EA | 9935
223300000000 | PLUMBING EQUIPMENT
223300100000 | DOMESTIC WATER HEATERS | DOMESTIC WATER HEATERS
223300100900 | Water heater, electric
223300101000 | 6 gal | Water heater, electric, 6 gal | EA | 595
223300101020 | 10 gal | Water heater, electric, 10 gal | EA | 609
223300101030 | 15 gal | Water heater, electric, 15 gal | EA | 602
223300101040 | 20 gal | Water heater, electric, 20 gal | EA | 813
223300101050 | 30 gal | Water heater, electric, 30 gal | EA | 997
223300101060 | 40 gal | Water heater, electric, 40 gal | EA | 1066
223300101070 | 52 gal | Water heater, electric, 52 gal | EA | 1424
223300101080 | 66 gal | Water heater, electric, 66 gal | EA | 1675
223300101090 | 80 gal | Water heater, electric, 80 gal | EA | 1800
223300101100 | 100 gal | Water heater, electric, 100 gal | EA | 2251
223300101120 | 120 gal | Water heater, electric, 120 gal | EA | 2804
223300102980 | Oil fired
223300103000 | 20 gal | Water heater, oil fired, 20 gal | EA | 1876
223300103020 | 50 gal | Water heater, oil fired, 50 gal | EA | 2867
223300105000 | Tankless water heater, natural gas
223300105010 | Minimum | Water heater, domestic, tankless, natural gas, minimum | EA | 1368
223300105020 | Average | Water heater, domestic, tankless, natural gas, average | EA | 1777
223300105030 | Maximum | Water heater, domestic, tankless, natural gas, maximum | EA | 2784
223300105040 | Propane
223300105050 | Minimum | Water heater, domestic, tankless, propane, minimum | EA | 1258
223300105060 | Average | Water heater, domestic, tankless, propane, average | EA | 1667
223300105070 | Maximum | Water heater, domestic, tankless, propane, maximum | EA | 2674
223300105075 | Electric
223300105080 | Minimum | Water heater, domestic, tankless, electric, minimum | EA | 1368
223300105090 | Average | Water heater, domestic, tankless, electric, average | EA | 1777
223300105100 | Maximum | Water heater, domestic, tankless, electric, maximum | EA | 2784
223300106000 | Commercial, electric
223300106010 | 20 gal | Water heater, electric, 20 gal, commercial | EA | 1499
223300106020 | 30 gal | Water heater, electric, 30 gal, commercial | EA | 2269
223300106030 | 50 gal | Water heater, electric, 50 gal, commercial | EA | 2974
223300106040 | 80 gal | Water heater, electric, 80 gal, commercial | EA | 3634
223300106050 | 100 gal | Water heater, electric, 100 gal, commercial | EA | 5799
223300106060 | 120 gal | Water heater, electric, 120 gal, commercial | EA | 8549
223300106500 | Natural gas
223300106510 | 20 gal | Water heater, gas, 20 gal, commercial | EA | 179
223300106520 | 30 gal | Water heater, gas, 30 gal, commercial | EA | 2324
223300106530 | 50 gal | Water heater, gas, 50 gal, commercial | EA | 3854
223300106540 | 80 gal | Water heater, gas, 80 gal, commercial | EA | 5064
223300106550 | 100 gal | Water heater, gas, 100 gal, commercial | EA | 5909
223300106560 | 120 gal | Water heater, gas, 120 gal, commercial | EA | 9099
223300108000 | For trim and rough-in
223300108100 | Minimum | Water heater, rough-in, Minimum | EA | 505
223300108150 | Average | Water heater, rough-in, Average | EA | 751
223300108200 | Maximum | Water heater, rough-in, Maximum | EA | 1756
223300200000 | SOLAR WATER HEATERS | SOLAR WATER HEATERS
223300201000 | Hydronic system, 100-120 Gallons including material
223300201010 | Minimum | Solar Hot Water heater, hydronic, 100-120 Gallons, minimum | EA | 14357
223300201020 | Average | Solar Hot Water heater, hydronic, 100-120 Gallons, average | EA | 15119
223300201030 | Maximum | Solar Hot Water heater, hydronic, 100-120 Gallons, maximum | EA | 15881
223300201040 | Direct-Solar, 100-120 Gallons
223300201050 | Minimum | Solar Hot Water heater, direct-solar, 100-120 Gallons, minimum | EA | 9529
223300201060 | Average | Solar Hot Water heater, direct-solar, 100-120 Gallons, average | EA | 9973
223300201070 | Maximum | Solar Hot Water heater, direct-solar, 100-120 Gallons, maximum | EA | 10418
223300201080 | Indirect-Solar tank, 50-80 Gallons
223300201090 | Minimum | Solar Hot Water heater, indirect-solar, 50-80 Gallons, minimum | EA | 1906
223300201100 | Average | Solar Hot Water heater, indirect-solar, 50-80 Gallons, average | EA | 2350
223300201110 | Maximum | Solar Hot Water heater, indirect-solar, 50-80 Gallons, maximum | EA | 2795
223300201120 | 100-120 Gallons
223300201130 | Minimum | Solar Hot Water heater, indirect-solar, 100-120 Gallons, minimum | EA | 3176
223300201140 | Average | Solar Hot Water heater, indirect-solar, 100-120 Gallons, average | EA | 3621
223300201150 | Maximum | Solar Hot Water heater, indirect-solar, 100-120 Gallons, maximum | EA | 4066
223300201160 | Solar water collector panel, 3 x 8
223300201170 | Minimum | Solar water collector panel, 3 x 8, minimum | EA | 1129
223300201180 | Average | Solar water collector panel, 3 x 8, average | EA | 1176
223300201190 | Maximum | Solar water collector panel, 3 x 8, maximum | EA | 1229
223300201200 | 4 x 7
223300201210 | Minimum | Solar water collector panel, 4 x 7, minimum | EA | 1256
223300201220 | Average | Solar water collector panel, 4 x 7, average | EA | 1303
223300201230 | Maximum | Solar water collector panel, 4 x 7, maximum | EA | 1356
223300201240 | 4 x 8
223300201250 | Minimum | Solar water collector panel, 4 x 8, minimum | EA | 1319
223300201260 | Average | Solar water collector panel, 4 x 8, average | EA | 1367
223300201270 | Maximum | Solar water collector panel, 4 x 8, maximum | EA | 1420
223300201280 | 4 x 10
223300201290 | Minimum | Solar water collector panel, 4 x 10, minimum | EA | 1526
223300201300 | Average | Solar water collector panel, 4 x 10, average | EA | 1674
223300201310 | Maximum | Solar water collector panel, 4 x 10, maximum | EA | 1831
223300201320 | Passive tube tank system, 12 Tube
223300201330 | Minimum | Solar passive tube tank system, 12 tube, minimum | EA | 874
223300201340 | Average | Solar passive tube tank system, 12 tube, average | EA | 1081
223300201350 | Maximum | Solar passive tube tank system, 12 tube, maximum | EA | 1293
223300201360 | 24 Tube
223300201370 | Minimum | Solar passive tube tank system, 24 tube, minimum | EA | 1256
223300201380 | Average | Solar passive tube tank system, 24 tube, average | EA | 1462
223300201390 | Maximum | Solar passive tube tank system, 24 tube, maximum | EA | 1674
223300201400 | 27 Tube
223300201410 | Minimum | Solar passive tube tank system, 27 tube, minimum | EA | 1383
223300201420 | Average | Solar passive tube tank system, 27 tube, average | EA | 1716
223300201430 | Maximum | Solar passive tube tank system, 27 tube, maximum | EA | 2055
224200000000 | PLUMBING FIXTURES
224200900000 | FIXTURE CARRIERS | FIXTURE CARRIERS
224200900980 | Water fountain, wall carrier
224200901000 | Minimum | Water fountain, wall carrier, minimum | EA | 208
224200901020 | Average | Water fountain, wall carrier, average | EA | 271
224200901040 | Maximum | Water fountain, wall carrier, maximum | EA | 345
224200901110 | Lavatory, wall carrier
224200901120 | Minimum | Lavatory, wall carrier, minimum | EA | 278
224200901140 | Average | Lavatory, wall carrier, average | EA | 388
224200901160 | Maximum | Lavatory, wall carrier, maximum | EA | 498
224200901380 | Sink, industrial, wall carrier
224200901400 | Minimum | Sink, industrial, wall carrier, minimum | EA | 295
224200901420 | Average | Sink, industrial, wall carrier, average | EA | 354
224200901440 | Maximum | Sink, industrial, wall carrier, maximum | EA | 452
224200901510 | Toilets, water closets, wall carrier
224200901520 | Minimum | Toilets, water closets, wall carrier, minimum | EA | 398
224200901540 | Average | Toilets, water closets, wall carrier, average | EA | 475
224200901560 | Maximum | Toilets, water closets, wall carrier, maximum | EA | 1171
224200901570 | Floor support
224200901580 | Minimum | Toilets, floor support, minimum | EA | 226
224200901600 | Average | Toilets, floor support, average | EA | 271
224200901620 | Maximum | Toilets, floor support, maximum | EA | 312
224200901630 | Urinals, wall carrier
224200901640 | Minimum | Urinals, wall carrier, minimum | EA | 253
224200901660 | Average | Urinals, wall carrier, average | EA | 428
224200901680 | Maximum | Urinals, wall carrier, maximum | EA | 1278
224200901690 | Floor support
224200901700 | Minimum | Urinals, floor support, minimum | EA | 208
224200901720 | Average | Urinals, floor support, average | EA | 283
224200901740 | Maximum | Urinals, floor support, maximum | EA | 330
224213500000 | URINALS | URINALS
224213500980 | Urinal, flush valve, floor mounted
224213501000 | Minimum | Urinal, flush valve, floor mounted, minimum | EA | 883
224213501010 | Average | Urinal, flush valve, floor mounted, average | EA | 1075
224213501020 | Maximum | Urinal, flush valve, floor mounted, maximum | EA | 1356
224213501040 | Wall mounted
224213501060 | Minimum | Urinal, flush valve, wall mounted, minimum | EA | 717
224213501080 | Average | Urinal, flush valve, wall mounted, average | EA | 978
224213501100 | Maximum | Urinal, flush valve, wall mounted, maximum | EA | 1327
224213508980 | For trim and rough-in
224213509000 | Minimum | Urinal, for trim and rough-in, mimimum | EA | 444
224213509020 | Average | Urinal, for trim and rough-in, average | EA | 768
224213509040 | Maximum | Urinal, for trim and rough-in, maximum | EA | 1030
224213600000 | WATER CLOSETS | WATER CLOSETS
224213600980 | Water closet flush tank, floor mounted
224213601000 | Minimum | Water closet, flush tank, floor mounted, minimum | EA | 544
224213601010 | Average | Water closet, flush tank, floor mounted, average | EA | 927
224213601020 | Maximum | Water closet, flush tank, floor mounted, maximum | EA | 1407
224213601030 | Handicapped
224213601040 | Minimum | Water closet, flush tank, floor mount, handicap, min | EA | 842
224213601050 | Average | Water closet, flush tank, floor mount, handicap, avrg | EA | 1423
224213601060 | Maximum | Water closet, flush tank, floor mount, handicap, max | EA | 2750
224213601180 | Bowl, with flush valve, floor mounted
224213601200 | Minimum | Water closet, bowl, w/flush valve, floor mount, min | EA | 783
224213601220 | Average | Water closet, bowl, w/flush valve, floor mount, avrg | EA | 911
224213601240 | Maximum | Water closet, bowl, w/flush valve, floor mount, max | EA | 1646
224213601250 | Wall mounted
224213601260 | Minimum | Water closet, bowl, w/flush valve, wall mounted, min | EA | 783
224213601280 | Average | Water closet, bowl, w/flush valve, wall mounted, avrg | EA | 951
224213601300 | Maximum | Water closet, bowl, w/flush valve, wall mounted, max | EA | 1700
224213606000 | Flush valves
224213606010 | Manual water closet/urinal flush valve | Flush valve, water closet/urinal, manual | EA | 275
224213606020 | Automatic battery powered water closet/urinal flush valve | Flush valve, water closet/urinal, auto w battery | EA | 429
224213608980 | For trim and rough-in
224213609000 | Minimum | Water closet, for trim and rough-in, minimum | EA | 477
224213609020 | Average | Water closet, for trim and rough-in, average | EA | 598
224213609040 | Maximum | Water closet, for trim and rough-in, maximum | EA | 848
224216200000 | LAVATORIES | LAVATORIES
224216201980 | Lavatory, countertop, porcelain enamel on cast iron
224216202000 | Minimum | Lavatory, counter top, porcelain enamel on CI, min | EA | 406
224216202010 | Average | Lavatory, counter top, porcelain enamel on CI, avrg | EA | 577
224216202020 | Maximum | Lavatory, counter top, porcelain enamel on CI, max | EA | 931
224216202080 | Wall hung, china
224216202100 | Minimum | Lavatory, wall hung, china, minimum | EA | 499
224216202110 | Average | Lavatory, wall hung, china, average | EA | 597
224216202120 | Maximum | Lavatory, wall hung, china, maximum | EA | 1231
224216202280 | Handicapped
224216202300 | Minimum | Lavatory, wall hung, china, handicapped, minimum | EA | 743
224216202310 | Average | Lavatory, wall hung, china, handicapped, average | EA | 898
224216202320 | Maximum | Lavatory, wall hung, china, handicapped, maximum | EA | 1447
224216206000 | Lavatory shutoff and drainline guards/covers | Lavatory shutoff and drainline guards/covers | EA | 182
224216208980 | For trim and rough-in
224216209000 | Minimum | Lavatory, for trim and rough-in, minimum | EA | 490
224216209020 | Average | Lavatory, for trim and rough-in, average | EA | 752
224216209040 | Maximum | Lavatory, for trim and rough-in, maximum | EA | 1007
224216400000 | SINKS | SINKS
224216400980 | Service sink, 24"x29"
224216401000 | Minimum | Service sink, 24"x29", minimum | EA | 996
224216401020 | Average | Service sink, 24"x29", average | EA | 1257
224216401040 | Maximum | Service sink, 24"x29", maximum | EA | 1859
224216402000 | Kitchen sink, single, stainless steel, single bowl
224216402020 | Minimum | Kitchen sink, single, stnls stl, single bowl, minimum | EA | 519
224216402040 | Average | Kitchen sink, single, stnls stl, single bowl, average | EA | 610
224216402060 | Maximum | Kitchen sink, single, stnls stl, single bowl, maximum | EA | 1004
224216402070 | Double bowl
224216402080 | Minimum | Kitchen sink, single, stnls steel, double bowl, min | EA | 610
224216402100 | Average | Kitchen sink, single, stnls stl, double bowl, avrg | EA | 732
224216402120 | Maximum | Kitchen sink, single, stnls stl, double bowl, max | EA | 1200
224216402190 | Porcelain enamel, cast iron, single bowl
224216402200 | Minimum | Kitchen sink, porcelain enamel, CI, single bowl, min | EA | 443
224216402220 | Average | Kitchen sink, porcelain enamel, CI, single bowl, avrg | EA | 576
224216402240 | Maximum | Kitchen sink, porcelain enamel, CI, single bowl, max | EA | 841
224216402250 | Double bowl
224216402260 | Minimum | Kitchen sink, porcelain enamel, CI, double bowl, min | EA | 590
224216402280 | Average | Kitchen sink, porcelain enamel, CI, double bowl, avrg | EA | 811
224216402300 | Maximum | Kitchen sink, porcelain enamel, CI, double bowl, max | EA | 1180
224216402980 | Mop sink, 24"x36"x10"
224216403000 | Minimum | Mop sink, 24"x36"x10", minimum | EA | 765
224216403020 | Average | Mop sink, 24"x36"x10", average | EA | 930
224216403040 | Maximum | Mop sink, 24"x36"x10", maximum | EA | 1244
224216405980 | Washing machine box
224216406000 | Minimum | Mop sink, washing machine box, minimum | EA | 277
224216406040 | Average | Mop sink, washing machine box, average | EA | 375
224216406060 | Maximum | Mop sink, washing machine box, maximum | EA | 542
224216408980 | For trim and rough-in
224216409000 | Minimum | Sink, for trim and rough-in, minimum | EA | 645
224216409020 | Average | Sink, for trim and rough-in, average | EA | 981
224216409040 | Maximum | Sink, for trim and rough-in, maximum | EA | 1277
224219000000 | BATHS | BATHS
224219000980 | Bathtub, 5' long
224219001000 | Minimum | Bath tub, 5' long, minimum | EA | 938
224219001020 | Average | Bath tub, 5' long, average | EA | 1846
224219001040 | Maximum | Bath tub, 5' long, maximum | EA | 4091
224219001050 | 6' long
224219001060 | Minimum | Bath tub, 6' long, minimum | EA | 1018
224219001080 | Average | Bath tub, 6' long, average | EA | 1913
224219001100 | Maximum | Bath tub, 6' long, maximum | EA | 5036
224219001110 | Square tub, whirlpool, 4'x4'
224219001120 | Minimum | Bath tub, square, whirlpool, 4'x 4', minimum | EA | 2645
224219001140 | Average | Bath tub, square, whirlpool, 4'x 4', average | EA | 4011
224219001160 | Maximum | Bath tub, square, whirlpool, 4'x 4', maximum | EA | 10624
224219001170 | 5'x5'
224219001180 | Minimum | Bath tub, square, whirlpool, 5'x 5', minimum | EA | 2645
224219001200 | Average | Bath tub, square, whirlpool, 5'x 5', average | EA | 4011
224219001220 | Maximum | Bath tub, square, whirlpool, 5'x 5', maximum | EA | 10797
224219001230 | 6'x6'
224219001240 | Minimum | Bath tub, square, whirlpool, 6'x 6', minimum | EA | 3124
224219001260 | Average | Bath tub, square, whirlpool, 6'x 6', average | EA | 4810
224219001280 | Maximum | Bath tub, square, whirlpool, 6'x 6', maximum | EA | 12341
224219008980 | For trim and rough-in
224219009000 | Minimum | Bath tub, for trim and rough-in, minimum | EA | 525
224219009020 | Average | Bath tub, for trim and rough-in, average | EA | 781
224219009040 | Maximum | Bath tub, for trim and rough-in, maximum | EA | 1842
224223000000 | SHOWERS | SHOWERS
224223000980 | Shower, fiberglass, 36"x34"x84"
224223001000 | Minimum | Shower, fiberglass, 36"x34"x84", minimum | EA | 1333
224223001020 | Average | Shower, fiberglass, 36"x34"x84", average | EA | 1869
224223001040 | Maximum | Shower, fiberglass, 36"x34"x84", maximum | EA | 2294
224223002980 | Steel, 1 piece, 36"x36"
224223003000 | Minimum | Shower, steel, 1 piece, 36"x36", minimum | EA | 1280
224223003020 | Average | Shower, steel, 1 piece, 36"x36", average | EA | 1869
224223003040 | Maximum | Shower, steel, 1 piece, 36"x36", maximum | EA | 2042
224223003980 | Receptor, molded stone, 36"x36"
224223004000 | Minimum | Shower, receptor, molded stone, 36"x36", minimum | EA | 565
224223004020 | Average | Shower, receptor, molded stone, 36"x36", average | EA | 901
224223004040 | Maximum | Shower, receptor, molded stone, 36"x36", maximum | EA | 1440
224223008980 | For trim and rough-in
224223009000 | Minimum | Shower, for trim and rough-in, minimum | EA | 674
224223009020 | Average | Shower, for trim and rough-in, average | EA | 951
224223009040 | Maximum | Shower, for trim and rough-in, maximum | EA | 1456
224226000000 | DISPOSALS & ACCESSORIES | DISPOSALS & ACCESSORIES
224226000040 | Disposal, continuous feed
224226000050 | Minimum | Disposal, continuous feed, minimum | EA | 262
224226000070 | Maximum | Disposal, continuous feed, maximum | EA | 744
224226000200 | Batch feed, 1/2 hp
224226000220 | Minimum | Disposal, batch feed, 1/2 HP, minimum | EA | 497
224226000240 | Maximum | Disposal, batch feed, 1/2 HP, maximum | EA | 1392
224226001100 | Hot water dispenser
224226001110 | Minimum | Hot water dispenser, minimum | EA | 408
224226001130 | Maximum | Hot water dispenser, maximum | EA | 883
224239000000 | FAUCETS | FAUCETS
224239000980 | Kitchen
224239001000 | Minimum | Faucets, kitchen, minimum | EA | 245
224239001020 | Average | Faucets, kitchen, average | EA | 446
224239001040 | Maximum | Faucets, kitchen, maximum | EA | 555
224239001050 | Bath
224239001060 | Minimum | Faucets, bath, minimum | EA | 245
224239001080 | Average | Faucets, bath, average | EA | 459
224239001100 | Maximum | Faucets, bath, maximum | EA | 656
224239001110 | Lavatory, domestic
224239001120 | Minimum | Faucets, lavatory, domestic, minimum | EA | 251
224239001140 | Average | Faucets, lavatory, domestic, average | EA | 503
224239001160 | Maximum | Faucets, lavatory, domestic, maximum | EA | 758
224239001170 | Hospital, patient rooms
224239001180 | Minimum | Faucets, hospital, patient rooms, minimum | EA | 364
224239001200 | Average | Faucets, hospital, patient rooms, average | EA | 744
224239001220 | Maximum | Faucets, hospital, patient rooms, maximum | EA | 1223
224239001230 | Operating room
224239001240 | Minimum | Faucets, hospital, operating room, minimum | EA | 516
224239001260 | Average | Faucets, hospital, operating room, average | EA | 934
224239001280 | Maximum | Faucets, hospital, operating room, maximum | EA | 1376
224239001290 | Washroom
224239001300 | Minimum | Faucets, washroom, minimum | EA | 277
224239001320 | Average | Faucets, washroom, average | EA | 497
224239001340 | Maximum | Faucets, washroom, maximum | EA | 809
224239001350 | Handicapped
224239001360 | Minimum | Faucets, washroom, handicapped, minimum | EA | 319
224239001380 | Average | Faucets, washroom, handicapped, average | EA | 643
224239001400 | Maximum | Faucets, washroom, handicapped, maximum | EA | 947
224239001410 | Shower
224239001420 | Minimum | Faucets, shower, minimum | EA | 277
224239001440 | Average | Faucets, shower, average | EA | 548
224239001460 | Maximum | Faucets, shower, maximum | EA | 3009
224239001480 | For trim and rough-in
224239001500 | Minimum | Faucets, for trim & rough-in, minimum | EA | 268
224239001520 | Average | Faucets, for trim & rough-in, average | EA | 364
224239001540 | Maximum | Faucets, for trim & rough-in, maximum | EA | 677
224239800000 | HOSE BIBBS | HOSE BIBBS
224239800005 | Hose bibb
224239800010 | 1/2" | Hose bib, 1/2" | EA | 40.34
224239800200 | 3/4" | Hose bib, 3/4" | EA | 40.97
224700000000 | DRINKING FOUNTAINS AND WATER COOLERS
224700100000 | MISCELLANEOUS FIXTURES | MISCELLANEOUS FIXTURES
224700100900 | Electric water cooler
224700101000 | Floor mounted | Electric water cooler, floor mounted | EA | 1412
224700101020 | Wall mounted | Electric water cooler, wall mounted | EA | 1340
224700101980 | Wash fountain
224700102000 | Wall mounted | Electric water cooler, wash fountain, wall mounted | EA | 3110
224700102020 | Circular, floor supported | Elec water cooler, wash fountain, floor supported | EA | 5555
224700104000 | Deluge shower and eye wash | Electric water cooler, deluge shower & eye wash | EA | 1562
225100000000 | POOLS AND FOUNTAIN PLUMBING SYSTEMS
225100700000 | SOLAR WATER HEATERS, POOLS | SOLAR WATER HEATER, POOLS
225100701000 | Solar Water Heater, 1000 BTU/SF panel, 4x8 | Solar Water Heater, pool, 1000 BTU/SF panel, 4x8 | EA | 252
225100701100 | 4 x 10 | Solar Water Heater, pool, 1000 BTU/SF panel, 4x10 | EA | 287
225100701200 | 4 x 12 | Solar Water Heater, pool, 1000 BTU/SF panel, 4x12 | EA | 327
225100702200 | Panel Mounting Kit, 4x8 | Solar Water Heater, pool, panel mounting kit, 4x8 | EA | 82.96
225100702300 | 4 x 10 | Solar Water Heater, pool, panel mounting kit, 4x10 | EA | 107
225100702400 | 4 x 12 | Solar Water Heater, pool, panel mounting kit, 4x12 | EA | 126
226600000000 | GAS AND VACUUM SYSTEMS
226600100000 | GLASS PIPE | GLASS PIPE
226600100980 | Glass pipe
226600101000 | 1-1/2" dia. | Glass pipe, 1-1/2" dia. | LF | 33.4
226600101020 | 2" dia. | Glass pipe, 2" dia. | LF | 40.94
226600101040 | 3" dia. | Glass pipe, 3" dia. | LF | 50.49
226600101060 | 4" dia. | Glass pipe, 4" dia. | LF | 76.86
226600101080 | 6" dia. | Glass pipe, 6" dia. | LF | 123
230000000000 | HVAC
230700000000 | INSULATION
230713100000 | DUCTWORK INSULATION | DUCTWORK INSULATION
230713100980 | Fiberglass duct insulation, plain blanket
230713101000 | 1-1/2" thick | Fiberglass duct insul, plain blanket, 1-1/2" thick | SF | 1.63
230713101060 | 2" thick | Fiberglass duct insul, plain blanket, 2" thick | SF | 2.15
230713101500 | With vapor barrier
230713101520 | 1-1/2" thick | Fiberglass duct insul, with vapor barrier, 1-1/2" th | SF | 1.7
230713101540 | 2" thick | Fiberglass duct insul, with vapor barrier, 2" thick | SF | 2.23
230713102000 | Rigid with vapor barrier
230713102020 | 2" thick | Fiberglass duct insul, rigid, vapor barrier, 2" thick | SF | 6.17
230713102040 | 3" thick | Fiberglass duct insul, rigid, vapor barrier, 3" thick | SF | 7.96
230713102060 | 4" thick | Fiberglass duct insul, rigid, vapor barrier, 4" thick | SF | 10.04
230713102080 | 6" thick | Fiberglass duct insul, rigid, vapor barrier, 6" thick | SF | 14.71
230713103180 | Weatherproof, poly, 3" thick, w/vapor barrier | Weatherproof, polystyrene, 3" thick, vapor barrier | SF | 15.72
230713103200 | Urethane board with vapor barrier | Weatherproof, urethane board, vapor barrier | SF | 20.74
230900000000 | CONTROLS
230913100000 | HVAC CONTROLS | HVAC CONTROLS
230913101000 | Pressure gauge, direct reading gauge cock and siphon | Pressure gauge, direct reading gage cock and syphon | EA | 183
230913101210 | Control valve, 1", modulating
230913101220 | 2-way | Control valve, 1", modulating, 2-way | EA | 1081
230913101240 | 3-way | Control valve, 1", modulating, 3-way | EA | 1252
230913101260 | Self contained control valve w/ sensing elmnt, 3/4" | Self contained control valve w/sensing element, 3/4 | EA | 250
230913101920 | Inst air syst 2-1/2 hp comp, rcvr refrg dryer | Instr air sys, 2-2 hp compr, rcvr refrigerant dryer | EA | 8486
230913102020 | Thermostat primary control device | Thermostat primary control device | EA | 188
230913102025 | Electronic, non-programmable | HVAC Thermostat, electronic, non-programmable | EA | 44.51
230913102028 | Electronic, programmable | HVAC Thermostat, electronic, programmable | EA | 38.57
230913102029 | Thermostat guard | Thermostat guard | EA | 38.91
230913102030 | Transformer, single hub | HVAC Transformer, single hub | EA | 49.82
230913102040 | Humidistat primary control device | Humidistat primary control device | EA | 152
230913102060 | Timers primary control device, indoor/outdoor, 24 hour | Timers primary control device, indoor/outdoor, 24 hr | EA | 297
230913102080 | Thermometer, dir. reading, 3 dial | Thermometer, dir reading, 3 dial | EA | 152
230913102090 | Controllers, system
230913102100 | Minimum | Controller, HVAC system, min. | EA | 1926
230913102110 | Average | Controller, HVAC system, avg. | EA | 2834
230913102120 | Maximum | Controller, HVAC system, max. | EA | 6052
230913102200 | VAV Controller (external) | Controller, VAV, external | EA | 523
230913102500 | Read Out Meter, water balancing system | HVAC Read Out Meter, water balancing system | EA | 5254
230913104380 | Control dampers, round
230913104400 | 6" dia. | Control dampers, round, 6" dia | EA | 165
230913104401 | 8" dia | Control dampers, round, 8" dia | EA | 219
230913104402 | 10" dia | Control dampers, round, 10" dia | EA | 280
230913104403 | 12" dia | Control dampers, round, 12" dia | EA | 356
230913104404 | 16" dia | Control dampers, round, 14" dia | EA | 517
230913104405 | 18" dia | Control dampers, round, 18" dia | EA | 548
230913104406 | 20" dia | Control dampers, round, 20" dia | EA | 716
230913104407 | Rectangular, parallel blade standard leakage
230913104480 | 12" x 12" | Ctrl damper, rect, parallel blade std leak, 12"x 12" | EA | 164
230913104525 | 16" x 16" | Ctrl damper, rect, parallel blade std leak, 16"x 16" | EA | 220
230913104530 | 20" x 20" | Ctrl damper, rect, parallel blade std leak, 20"x 20" | EA | 254
230913104600 | 48" x 48" | Ctrl damper, rect, parallel blade std leak, 48"x 48" | EA | 757
230913104680 | 48" x 60" | Ctrl damper, rect, parallel blade std leak, 48"x 60" | EA | 950
230913104700 | 48" x 72" | Ctrl damper, rect, parallel blade std leak, 48"x 72" | EA | 1121
230913104980 | Low leakage
230913105000 | 12" x 12" | Ctrl damper, rect, parallel blade low leak, 12"x 12" | EA | 274
230913105040 | 16" x 16" | Ctrl damper, rect, parallel blade low leak, 16"x 16" | EA | 331
230913105140 | 36" x 36" | Ctrl damper, rect, parallel blade low leak, 36"x 36" | EA | 818
230913105220 | 48" x 48" | Ctrl damper, rect, parallel blade low leak, 48"x 48" | EA | 1462
230913105320 | 48" x 72" | Ctrl damper, rect, parallel blade low leak, 48"x 72" | EA | 2227
230913105980 | Rectangular, opposed horizontal blade
230913105985 | 6" x 6" | Ctrl damper, rect, opp horiz blade, 6"x 6" | EA | 124
230913105987 | 8" x 8" | Ctrl damper, rect, opp horiz blade, 8"x 8" | EA | 135
230913105989 | 10" x 8" | Ctrl damper, rect, opp horiz blade, 10"x 8" | EA | 146
230913106000 | 12" x 12" | Ctrl damper, rect, opp horiz blade, 12"x 12" | EA | 168
230913106040 | 16" x 16" | Ctrl damper, rect, opp horiz blade, 16"x 16" | EA | 213
230913106080 | 24" x 24" | Ctrl damper, rect, opp horiz blade, 24"x 24" | EA | 274
230913106140 | 36" x 36" | Ctrl damper, rect, opp horiz blade, 36"x 36" | EA | 456
230913106320 | 48" x 72" | Ctrl damper, rect, opp horiz blade, 48"x 72" | EA | 1217
232100000000 | HYDRONIC PIPING AND PUMPS
232113600000 | EXPANSION TANKS | EXPANSION TANKS
232113600980 | Expansion tank, 125 psi, steel
232113601000 | 20 gallon | Expansion tank, 125 psi, galvanized steel, 20 gal | EA | 1020
232113601060 | 80 gallon | Expansion tank, 125 psi, galvanized steel, 80 gal | EA | 1626
232113700000 | STRAINERS | STRAINERS
232113700980 | Strainer, Y pattern, 125 psi, cast iron body, threaded
232113701000 | 3/4" | Strainer, Y pattern, 125 psi, CI body, threaded, 3/4" | EA | 51.31
232113701010 | 1" | Strainer, Y pattern, 125 psi, CI body, threaded, 1" | EA | 60.75
232113701020 | 1-1/4" | Strainer, Y pattern, 125 psi, CI body, threaded, 1-1/4" | EA | 76.05
232113701030 | 1-1/2" | Strainer, Y pattern, 125 psi, CI body, threaded, 1-1/2" | EA | 84.53
232113701040 | 2" | Strainer, Y pattern, 125 psi, CI body, threaded, 2" | EA | 115
232113701980 | 250 psi, brass body, threaded
232113702000 | 3/4" | Strainer, Y pattern, 250 psi, brass, threaded, 3/4" | EA | 71.95
232113702010 | 1" | Strainer, Y pattern, 250 psi, brass, threaded, 1" | EA | 86.19
232113702040 | 1-1/4" | Strainer, Y pattern, 250 psi, brass, threaded, 1-1/4" | EA | 108
232113702100 | 1-1/2" | Strainer, Y pattern, 250 psi, brass, threaded, 1-1/2" | EA | 133
232113702120 | 2" | Strainer, Y pattern, 250 psi, brass, threaded, 2" | EA | 208
232113702130 | Cast iron body, threaded
232113702140 | 3/4" | Strainer, Y pattern, 250 psi, CI body, threaded, 3/4" | EA | 65.33
232113702160 | 1" | Strainer, Y pattern, 250 psi, CI body, threaded, 1" | EA | 73.34
232113702180 | 1-1/4" | Strainer, Y pattern, 250 psi, CI body, threaded, 1-1/4" | EA | 94.68
232113702200 | 1-1/2" | Strainer, Y pattern, 250 psi, CI body, threaded, 1-1/2" | EA | 111
232113702220 | 2" | Strainer, Y pattern, 250 psi, CI body, threaded, 2" | EA | 140
233100000000 | AIR DISTRIBUTION
233113000000 | METAL DUCTWORK | METAL DUCTWORK
233113000090 | Rectangular duct
233113000100 | Galvanized steel
233113001000 | Minimum | Rectangular duct, galvanized steel, minimum | LB | 9.07
233113001010 | Average | Rectangular duct, galvanized steel, average | LB | 11.13
233113001020 | Maximum | Rectangular duct, galvanized steel, maximum | LB | 16.72
233113001080 | Aluminum
233113001100 | Minimum | Metal ductwork, aluminum, minimum | LB | 20.35
233113001120 | Average | Metal ductwork, aluminum, average | LB | 25.63
233113001140 | Maximum | Metal ductwork, aluminum, maximum | LB | 33.88
233113001160 | Fittings
233113001180 | Minimum | Duct fittings, minimum | EA | 39.81
233113001200 | Average | Duct fittings, average | EA | 59.7
233113001220 | Maximum | Duct fittings, maximum | EA | 112
233113001230 | For work
233113001240 | 10-20' high, add per pound | Metal ductwork, for work 10-20' high, add per pound | LB | 0.66
233113001260 | 30-50', add per pound | Metal ductwork, for work 30-50' high, add per pound | LB | 1.1
233300000000 | AIR DUCT ACCESSORIES
233313000000 | DAMPERS | DAMPERS
233313000980 | Horizontal parallel aluminum backdraft damper
233313001000 | 12" x 12" | Horizontal parallel alum backdraft damper, 12"x 12" | EA | 80.17
233313001010 | 16" x 16" | Horizontal parallel alum backdraft damper, 16"x 16" | EA | 85.23
233313001030 | 24" x 24" | Horizontal parallel alum backdraft damper, 24"x 24" | EA | 137
233313001060 | 36" x 36" | Horizontal parallel alum backdraft damper, 36"x 36" | EA | 277
233313001100 | 48" x 48" | Horizontal parallel alum backdraft damper, 48"x 48" | EA | 469
233313002000 | "Up", parallel dampers
233313002010 | 12" x 12" | "Up" parallel aluminum damper, 12"x 12" | EA | 116
233313002020 | 16" x 16" | "Up" parallel aluminum damper, 16"x 16" | EA | 153
233313002040 | 24" x 24" | "Up" parallel aluminum damper, 24"x 24" | EA | 207
233313002070 | 36" x 36" | "Up" parallel aluminum damper, 36"x 36" | EA | 341
233313002100 | 48" x 48" | "Up" parallel aluminum damper, 48"x 48" | EA | 633
233313003000 | "Down", parallel dampers
233313003010 | 12" x 12" | "Down" parallel aluminum damper, 12"x 12" | EA | 116
233313003020 | 16" x 16" | "Down" parallel aluminum damper, 16"x 16" | EA | 153
233313003040 | 24" x 24" | "Down" parallel aluminum damper, 24"x 24" | EA | 207
233313003070 | 36" x 36" | "Down" parallel aluminum damper, 36"x 36" | EA | 341
233313003100 | 48" x 48" | "Down" parallel aluminum damper, 48"x 48" | EA | 633
233313003980 | Fire damper, 1.5 hr rating
233313004000 | 12" x 12" | Fire damper, 1.5 hr rating, 12"x 12" | EA | 98.4
233313004010 | 16" x 16" | Fire damper, 1.5 hr rating, 16"x 16" | EA | 131
233313004030 | 24" x 24" | Fire damper, 1.5 hr rating, 24"x 24" | EA | 153
233313004060 | 36" x 36" | Fire damper, 1.5 hr rating, 36"x 36" | EA | 268
233313004090 | 48" x 48" | Fire damper, 1.5 hr rating, 48"x 48" | EA | 477
233346000000 | FLEXIBLE DUCTWORK | FLEXIBLE DUCTWORK
233346001010 | Flexible duct, 1.25" fiberglass
233346001020 | 5" dia. | Flexible duct, 1.25" fiberglass, 5" dia | LF | 7.96
233346001040 | 6" dia. | Flexible duct, 1.25" fiberglass, 6" dia | LF | 8.85
233346001060 | 7" dia. | Flexible duct, 1.25" fiberglass, 7" dia | LF | 10.05
233346001080 | 8" dia. | Flexible duct, 1.25" fiberglass, 8" dia | LF | 10.61
233346001100 | 10" dia. | Flexible duct, 1.25" fiberglass, 10" dia | LF | 13.08
233346001120 | 12" dia. | Flexible duct, 1.25" fiberglass, 12" dia | LF | 14.18
233346001140 | 14" dia. | Flexible duct, 1.25" fiberglass, 14" dia | LF | 16.6
233346001160 | 16" dia. | Flexible duct, 1.25" fiberglass, 16" dia | LF | 21.8
233346009000 | Flexible duct connector, 3" wide fabric | Flexible duct connector, 3" wide fabric | LF | 17.38
233400000000 | HVAC FANS
233400100000 | EXHAUST FANS | EXHAUST FANS
233400100160 | Belt drive roof exhaust fans
233400101020 | 640 cfm, 2618 fpm | Belt drive roof exhaust fans, 640 cfm, 2618 fpm | EA | 1594
233400101030 | 940 cfm, 2604 fpm | Belt drive roof exhaust fans, 940 cfm, 2604 fpm | EA | 2036
233400101040 | 1050 cfm, 3325 fpm | Belt drive roof exhaust fans, 1050 cfm, 3325 fpm | EA | 1831
233400101050 | 1170 cfm, 2373 fpm | Belt drive roof exhaust fans, 1170 cfm, 2373 fpm | EA | 2603
233400101110 | 2440 cfm, 4501 fpm | Belt drive roof exhaust fans, 2440 cfm, 4501 fpm | EA | 2067
233400101120 | 2760 cfm, 4950 fpm | Belt drive roof exhaust fans, 2760 cfm, 4950 fpm | EA | 2272
233400101140 | 3890 cfm, 6769 fpm | Belt drive roof exhaust fans, 3890 cfm, 6769 fpm | EA | 2572
233400101160 | 2380 cfm, 3382 fpm | Belt drive roof exhaust fans, 2380 cfm, 3382 fpm | EA | 2840
233400101180 | 2880 cfm, 3859 fpm | Belt drive roof exhaust fans, 2880 cfm, 3859 fpm | EA | 2966
233400101200 | 3200 cfm, 4173 fpm | Belt drive roof exhaust fans, 3200 cfm, 4173 fpm | EA | 3035
233400101260 | 3660 cfm, 3437 fpm | Belt drive roof exhaust fans, 3660 cfm, 3437 fpm | EA | 3082
233400103020 | Direct drive fans
233400103040 | 60 to 390 cfm | Direct drive fans, 60 to 390 cfm | EA | 1046
233400103060 | 145 to 590 cfm | Direct drive fans, 145 to 590 cfm | EA | 1240
233400103080 | 295 to 860 cfm | Direct drive fans, 295 to 860 cfm | EA | 1483
233400103100 | 235 to 1300 cfm | Direct drive fans, 235 to 1300 cfm | EA | 1580
233400103120 | 415 to 1630 cfm | Direct drive fans, 415 to 1630 cfm | EA | 1774
233400103160 | 590 to 2045 cfm | Direct drive fans, 590 to 2045 cfm | EA | 2028
233700000000 | AIR OUTLETS AND INLETS
233713100000 | DIFFUSERS | DIFFUSERS
233713101980 | Ceiling diffusers, round, baked enamel finish
233713102000 | 6" dia. | Ceiling diffusers, round, baked enamel, 6" dia | EA | 70.09
233713102060 | 12" dia. | Ceiling diffusers, round, baked enamel, 12" dia | EA | 106
233713102100 | 16" dia. | Ceiling diffusers, round, baked enamel, 16" dia | EA | 142
233713102140 | 20" dia. | Ceiling diffusers, round, baked enamel, 20" dia | EA | 188
233713102480 | Rectangular
233713102500 | 6x6" | Ceiling diffusers, rectangular, baked enamel, 6"x 6" | EA | 72.89
233713102540 | 12x12" | Ceiling diffusers, rectangular, baked enamel, 12"x12" | EA | 121
233713102580 | 18x18" | Ceiling diffusers, rectangular, baked enamel, 18"x18" | EA | 165
233713102620 | 24x24" | Ceiling diffusers, rectangular, baked enamel, 24"x24" | EA | 228
233713103000 | Lay in, flush mounted, perforated face, with grid
233713103010 | 6x6/24x24 | Ceil diffuser, lay in, flush, perf, w/grid, 6x6/24x24 | EA | 107
233713103080 | 12x12/24x24 | Ceil diffuser, lay in, flush, perf, w/grid, 12x12/24x24 | EA | 118
233713103140 | 18x18/24x24 | Ceil diffuser, lay in, flush, perf, w/grid, 18x18/24x24 | EA | 165
233713105000 | Two-way slot diffuser with balancing damper, 4' | Two-way slot diffuser with balancing damper, 4' | EA | 169
233713400000 | REGISTERS AND GRILLES | REGISTERS AND GRILLES
233713400980 | Lay in flush mounted, perforated face, return
233713401000 | 6x6/24x24 | Register, lay in, flush, perf face 6x6/24x24 | EA | 97.52
233713401020 | 8x8/24x24 | Register, lay in, flush, perf face, 8x8/24x24 | EA | 97.52
233713401040 | 9x9/24x24 | Register, lay in, flush, perf face, 9x9/24x24 | EA | 103
233713401060 | 10x10/24x24 | Register, lay in, flush, perf face, 10x10/24x24 | EA | 108
233713401080 | 12x12/24x24 | Register, lay in, flush, perf face, 12x12/24x24 | EA | 108
233713403040 | Rectangular, ceiling return, single deflection
233713403060 | 10x10 | Register, rect, ceiling return, 1 deflection, 10x10 | EA | 77.1
233713403080 | 12x12 | Register, rect, ceiling return, 1 deflection, 12x12 | EA | 82.44
233713403100 | 14x14 | Register, rect, ceiling return, 1 deflection, 14x14 | EA | 90.56
233713403120 | 16x8 | Register, rect, ceiling return, 1 deflection, 16x8 | EA | 82.44
233713403140 | 16x16 | Register, rect, ceiling return, 1 deflection, 16x16 | EA | 82.44
233713403220 | 24x12 | Register, rectangular, ceiling return, 24x12 | EA | 146
233713403240 | 24x18 | Register, rectangular, ceiling return, 24x18 | EA | 176
233713403260 | 36x24 | Register, rectangular, ceiling return, 36x24 | EA | 297
233713403280 | 36x30 | Register, rectangular, ceiling return, 36x30 | EA | 416
233713404980 | Wall, return air register
233713405000 | 12x12 | Wall return, air register, 12x12 | EA | 75.9
233713405020 | 16x16 | Wall return, air register, 16x16 | EA | 101
233713405040 | 18x18 | Wall return, air register, 18x18 | EA | 116
233713405060 | 20x20 | Wall return, air register, 20x20 | EA | 133
233713405080 | 24x24 | Wall return, air register, 24x24 | EA | 175
233713405980 | Ceiling, return air grille
233713406000 | 6x6 | Ceiling return, air grill, 6x6 | EA | 60.82
233713406020 | 8x8 | Ceiling return, air grill, 8x8 | EA | 74.5
233713406040 | 10x10 | Ceiling return, air grill, 10x10 | EA | 83.66
233713406980 | Ceiling, exhaust grille, aluminum egg crate
233713407000 | 6x6 | Ceiling, exhaust grille, egg crate, 6x6 | EA | 51.06
233713407020 | 8x8 | Ceiling, exhaust grille, egg crate, 8x8 | EA | 57.04
233713407040 | 10x10 | Ceiling, exhaust grille, egg crate, 10x10 | EA | 59.41
233713407060 | 12x12 | Ceiling, exhaust grille, egg crate, 12x12 | EA | 73.88
233713407080 | 14x14 | Ceiling, exhaust grille, egg crate, 14x14 | EA | 82.8
233713407100 | 16x16 | Ceiling, exhaust grille, egg crate, 16x16 | EA | 89.59
233713407120 | 18x18 | Ceiling, exhaust grille, egg crate, 18x18 | EA | 98.44
233723200000 | RELIEF VENTILATORS | RELIEF VENTILATORS
233723200980 | Intake ventilator, aluminum, with screen, no curbs
233723201000 | 12" x 12" | Intake ventilator, alum, w/screen, no curbs, 12"x 12" | EA | 246
233723201020 | 16" x 16" | Intake ventilator, alum, w/screen, no curbs, 16"x 16" | EA | 323
233723201100 | 36" x 36" | Intake ventilator, alum, w/screen, no curbs, 36"x 36" | EA | 1059
233723201140 | 48" x 48" | Intake ventilator, alum, w/screen, no curbs, 48"x 48" | EA | 1671
233723800000 | PENTHOUSE LOUVERS | PENTHOUSE LOUVERS
233723800100 | Penthouse louvers
233723801000 | 12" high, extruded aluminum, 4" louver
233723801020 | 6' perimeter | Penthouse louvers, 12"h, alum, 4" louver, 6' perimeter | EA | 745
233723801080 | 12' perimeter | Penthouse louvers, 12"h, alum, 4" louver, 12' perimete | EA | 1495
233723801160 | 20' perimeter | Penthouse louvers, 12"h, alum, 4" louver, 20' perimete | EA | 3215
233723802000 | 16" high x 4' perimeter | Penthouse louvers, 16"h, alum, 4" louver, 4' perimeter | EA | 656
233723802020 | 6' perimeter | Penthouse louvers, 16"h, alum, 4" louver, 6' perimeter | EA | 834
233723802080 | 12' perimeter | Penthouse louvers, 16"h, alum, 4" louver, 12' perimete | EA | 1647
233723802160 | 20' perimeter | Penthouse louvers, 16"h, alum, 4" louver, 20' perimete | EA | 3660
233723803000 | 20" high x 4' perimeter | Penthouse louvers, 20"h, alum, 4" louver, 4' perimeter | EA | 834
233723803020 | 6' perimeter | Penthouse louvers, 20"h, alum, 4" louver, 6' perimeter | EA | 872
233723803080 | 12' perimeter | Penthouse louvers, 20"h, alum, 4" louver, 12' perimete | EA | 1825
233723803160 | 20' perimeter | Penthouse louvers, 20"h, alum, 4" louver, 20' perimete | EA | 3876
233723804000 | 24" high x 4' perimeter | Penthouse louvers, 24"h, alum, 4" louver, 4' perimeter | EA | 834
233723804020 | 6' perimeter | Penthouse louvers, 24"h, alum, 4" louver, 6' perimeter | EA | 961
233723804080 | 12' perimeter | Penthouse louvers, 24"h, alum, 4" louver, 12' perimete | EA | 2003
233723804160 | 20' perimeter | Penthouse louvers, 24"h, alum, 4" louver, 20' perimete | EA | 4295
235200000000 | CENTRAL HEATING EQUIPMENT
235223000000 | BOILERS | BOILERS
235223000900 | Cast iron, gas fired, hot water
235223001000 | 115 mbh | Cast iron, gas fired, hot water, 115 mbh | EA | 6072
235223001020 | 175 mbh | Cast iron, gas fired, hot water, 175 mbh | EA | 6944
235223001040 | 235 mbh | Cast iron, gas fired, hot water, 235 mbh | EA | 8310
235223001060 | 940 mbh | Cast iron, gas fired, hot water, 940 mbh | EA | 23551
235223001080 | 1600 mbh | Cast iron, gas fired, hot water, 1600 mbh | EA | 31639
235223001100 | 3000 mbh | Cast iron, gas fired, hot water, 3000 mbh | EA | 48676
235223001120 | 6000 mbh | Cast iron, gas fired, hot water, 6000 mbh | EA | 91554
235223001130 | Steam
235223001140 | 115 mbh | Cast iron, gas fired, steam, 115 mbh | EA | 6738
235223001160 | 175 mbh | Cast iron, gas fired, steam, 175 mbh | EA | 7785
235223001180 | 235 mbh | Cast iron, gas fired, steam, 235 mbh | EA | 8957
235223001200 | 940 mbh | Cast iron, gas fired, steam, 940 mbh | EA | 26030
235223001220 | 1600 mbh | Cast iron, gas fired, steam, 1600 mbh | EA | 33372
235223001240 | 3000 mbh | Cast iron, gas fired, steam, 3000 mbh | EA | 48332
235223001260 | 6000 mbh | Cast iron, gas fired, steam, 6000 mbh | EA | 94855
235223001980 | Electric, hot water
235223002000 | 115 mbh | Cast iron, electric, hot water, 115 mbh | EA | 7385
235223002020 | 175 mbh | Cast iron, electric, hot water, 175 mbh | EA | 7984
235223002040 | 235 mbh | Cast iron, electric, hot water, 235 mbh | EA | 8863
235223002060 | 940 mbh | Cast iron, electric, hot water, 940 mbh | EA | 20800
235223002080 | 1600 mbh | Cast iron, electric, hot water, 1600 mbh | EA | 31505
235223002100 | 3000 mbh | Cast iron, electric, hot water, 3000 mbh | EA | 45351
235223002120 | 6000 mbh | Cast iron, electric, hot water, 6000 mbh | EA | 54133
235223002130 | Steam
235223002140 | 115 mbh | Cast iron, electric, steam, 115 mbh | EA | 8863
235223002160 | 175 mbh | Cast iron, electric, steam, 175 mbh | EA | 10460
235223002180 | 235 mbh | Cast iron, electric, steam, 235 mbh | EA | 11258
235223002190 | 940 mbh | Cast iron, electric, steam, 940 mbh | EA | 22421
235223002200 | 1600 mbh | Cast iron, electric, steam, 1600 mbh | EA | 38725
235223002220 | 3000 mbh | Cast iron, electric, steam, 3000 mbh | EA | 53816
235223002240 | 6000 mbh | Cast iron, electric, steam, 6000 mbh | EA | 58498
235223003980 | Oil fired, hot water
235223004000 | 115 mbh | Cast iron, oil fired, hot water, 115 mbh | EA | 6493
235223004010 | 175 mbh | Cast iron, oil fired, hot water, 175 mbh | EA | 7971
235223004020 | 235 mbh | Cast iron, oil fired, hot water, 235 mbh | EA | 10474
235223004030 | 940 mbh | Cast iron, oil fired, hot water, 940 mbh | EA | 19666
235223004040 | 1600 mbh | Cast iron, oil fired, hot water, 1600 mbh | EA | 28918
235223004060 | 3000 mbh | Cast iron, oil fired, hot water, 3000 mbh | EA | 40528
235223004080 | 6000 mbh | Cast iron, oil fired, hot water, 6000 mbh | EA | 90990
235223004190 | Steam
235223004200 | 115 mbh | Cast iron, oil fired, steam, 115 mbh | EA | 6493
235223004220 | 175 mbh | Cast iron, oil fired, steam, 175 mbh | EA | 7971
235223004240 | 235 mbh | Cast iron, oil fired, steam, 235 mbh | EA | 9915
235223004260 | 940 mbh | Cast iron, oil fired, steam, 940 mbh | EA | 19267
235223004280 | 1600 mbh | Cast iron, oil fired, steam, 1600 mbh | EA | 28918
235223004300 | 3000 mbh | Cast iron, oil fired, steam, 3000 mbh | EA | 38324
235223004320 | 6000 mbh | Cast iron, oil fired, steam, 6000 mbh | EA | 90990
235400000000 | FURNACES
235413000000 | FURNACES | FURNACES
235413000980 | Electric, hot air
235413001000 | 40 mbh | Electric, hot air, 40 mbh | EA | 1665
235413001020 | 60 mbh | Electric, hot air, 60 mbh | EA | 1787
235413001040 | 80 mbh | Electric, hot air, 80 mbh | EA | 1928
235413001060 | 100 mbh | Electric, hot air, 100 mbh | EA | 2138
235413001080 | 125 mbh | Electric, hot air, 125 mbh | EA | 2516
235413001100 | 160 mbh | Electric, hot air, 160 mbh | EA | 3273
235413001120 | 200 mbh | Electric, hot air, 200 mbh | EA | 4524
235413001140 | 400 mbh | Electric, hot air, 400 mbh | EA | 7584
235413001980 | Gas fired hot air
235413002000 | 40 mbh | Gas fired, hot air, 40 mbh | EA | 1571
235413002020 | 60 mbh | Gas fired, hot air, 60 mbh | EA | 1671
235413002040 | 80 mbh | Gas fired, hot air, 80 mbh | EA | 1879
235413002060 | 100 mbh | Gas fired, hot air, 100 mbh | EA | 1969
235413002080 | 125 mbh | Gas fired, hot air, 125 mbh | EA | 2122
235413002100 | 160 mbh | Gas fired, hot air, 160 mbh | EA | 2442
235413002120 | 200 mbh | Gas fired, hot air, 200 mbh | EA | 3932
235413002140 | 400 mbh | Gas fired, hot air, 400 mbh | EA | 6591
235413002980 | Oil fired hot air
235413003000 | 40 mbh | Oil fired hot air, 40 mbh | EA | 1951
235413003020 | 60 mbh | Oil fired hot air, 60 mbh | EA | 2960
235413003040 | 80 mbh | Oil fired hot air, 80 mbh | EA | 3009
235413003060 | 100 mbh | Oil fired hot air, 100 mbh | EA | 3077
235413003080 | 125 mbh | Oil fired hot air, 125 mbh | EA | 3184
235413003100 | 160 mbh | Oil fired hot air, 160 mbh | EA | 3597
235413003120 | 200 mbh | Oil fired hot air, 200 mbh | EA | 4144
235413003140 | 400 mbh | Oil fired hot air, 400 mbh | EA | 6516
236300000000 | CENTRAL COOLING EQUIPMENT
236300100000 | CONDENSING UNITS | CONDENSING UNITS
236300100980 | Air cooled condenser, single circuit
236300101000 | 3 ton | Air cooled condenser, 1 circuit, 3 ton | EA | 2144
236300101030 | 5 ton | Air cooled condenser, 1 circuit, 5 ton | EA | 3145
236300101040 | 7.5 ton | Air cooled condenser, 1 circuit, 7.5 ton | EA | 5322
236300101050 | 20 ton | Air cooled condenser, 1 circuit, 20 ton | EA | 14986
236300101060 | 25 ton | Air cooled condenser, 1 circuit, 25 ton | EA | 22365
236300101070 | 30 ton | Air cooled condenser, 1 circuit, 30 ton | EA | 25433
236300101080 | 40 ton | Air cooled condenser, 1 circuit, 40 ton | EA | 32945
236300101090 | 50 ton | Air cooled condenser, 1 circuit, 50 ton | EA | 39929
236300101100 | 60 ton | Air cooled condenser, 1 circuit, 60 ton | EA | 45795
236300101480 | With low ambient dampers
236300101500 | 3 ton | Air cooled condenser, 1 circuit, low amb dmpr, 3 ton | EA | 2401
236300101530 | 5 ton | Air cooled condenser, 1 circuit, low amb dmpr, 5 ton | EA | 3658
236300101550 | 7.5 ton | Air cooled condenser, 1 circuit, low amb dmpr, 7.5 to | EA | 5723
236300101570 | 20 ton | Air cooled condenser, 1 circuit, low amb dmpr, 20 ton | EA | 15187
236300101590 | 25 ton | Air cooled condenser, 1 circuit, low amb dmpr, 25 ton | EA | 22806
236300101610 | 30 ton | Air cooled condenser, 1 circuit, low amb dmpr, 30 ton | EA | 26108
236300101630 | 40 ton | Air cooled condenser, 1 circuit, low amb dmpr, 40 ton | EA | 34600
236300101650 | 50 ton | Air cooled condenser, 1 circuit, low amb dmpr, 50 ton | EA | 41652
236300101670 | 60 ton | Air cooled condenser, 1 circuit, low amb dmpr, 60 ton | EA | 47646
236300102980 | Dual circuit
236300103000 | 10 ton | Air cooled condenser, 2 circuit, 10 ton | EA | 5109
236300103010 | 15 ton | Air cooled condenser, 2 circuit, 15 ton | EA | 7464
236300103030 | 20 ton | Air cooled condenser, 2 circuit, 20 ton | EA | 14594
236300103040 | 25 ton | Air cooled condenser, 2 circuit, 25 ton | EA | 22864
236300103050 | 30 ton | Air cooled condenser, 2 circuit, 30 ton | EA | 26487
236300103060 | 40 ton | Air cooled condenser, 2 circuit, 40 ton | EA | 37713
236300103070 | 50 ton | Air cooled condenser, 2 circuit, 50 ton | EA | 41584
236300103080 | 60 ton | Air cooled condenser, 2 circuit, 60 ton | EA | 43133
236300103100 | 80 ton | Air cooled condenser, 2 circuit, 80 ton | EA | 53990
236300103120 | 100 ton | Air cooled condenser, 2 circuit, 100 ton | EA | 63034
236300103130 | 120 ton | Air cooled condenser, 2 circuit, 120 ton | EA | 74664
236300104030 | With low ambient dampers
236300104050 | 15 ton | Air cooled condenser, 2 circuit, low amb dmpr, 15 ton | EA | 8238
236300104080 | 20 ton | Air cooled condenser, 2 circuit, low amb dmpr, 20 ton | EA | 15471
236300104100 | 25 ton | Air cooled condenser, 2 circuit, low amb dmpr, 25 ton | EA | 24164
236300104120 | 30 ton | Air cooled condenser, 2 circuit, low amb dmpr, 30 ton | EA | 27159
236300104140 | 40 ton | Air cooled condenser, 2 circuit, low amb dmpr, 40 ton | EA | 38998
236300104160 | 50 ton | Air cooled condenser, 2 circuit, low amb dmpr, 50 ton | EA | 42885
236300104180 | 60 ton | Air cooled condenser, 2 circuit, low amb dmpr, 60 ton | EA | 44434
236300104190 | 80 ton | Air cooled condenser, 2 circuit, low amb dmpr, 80 ton | EA | 56561
236300104200 | 100 ton | Air cooled condenser, 2 circuit, low amb dmpr, 100 tn | EA | 65620
236300104210 | 120 ton | Air cooled condenser, 2 circuit, low amb dmpr, 120 tn | EA | 78024
236400000000 | PACKAGED WATER CHILLERS
236400100000 | CHILLERS | CHILLERS
236400100980 | Chiller, reciprocal
236400101000 | Air cooled, remote condenser, starter
236400101020 | 20 ton | Chiller, recipr, air cool, rmt condsr, starter, 20 ton | EA | 35778
236400101030 | 25 ton | Chiller, recipr, air cool, rmt condsr, starter, 25 ton | EA | 40225
236400101040 | 30 ton | Chiller, recipr, air cool, rmt condsr, starter, 30 ton | EA | 42461
236400101050 | 40 ton | Chiller, recipr, air cool, rmt condsr, starter, 40 ton | EA | 47550
236400101060 | 50 ton | Chiller, recipr, air cool, rmt condsr, starter, 50 ton | EA | 52786
236400101120 | 100 ton | Chiller, recipr, air cool, rmt condsr, starter, 100 ton | EA | 86953
236400101160 | 200 ton | Chiller, recipr, air cool, rmt condsr, starter, 200 ton | EA | 157901
236400102000 | Water cooled, with starter
236400102020 | 20 ton | Chiller, recipr, wtr cool, rmt condsr, starter, 20 ton | EA | 28139
236400102030 | 25 ton | Chiller, recipr, wtr cool, rmt condsr, starter, 25 ton | EA | 31061
236400102040 | 30 ton | Chiller, recipr, wtr cool, rmt condsr, starter, 30 ton | EA | 37710
236400102050 | 40 ton | Chiller, recipr, wtr cool, rmt condsr, starter, 40 ton | EA | 51201
236400102060 | 50 ton | Chiller, recipr, wtr cool, rmt condsr, starter, 50 ton | EA | 55889
236400102120 | 100 ton | Chiller, recipr, wtr cool, rmt condsr, starter, 100 ton | EA | 82177
236400102160 | 200 ton | Chiller, recipr, wtr cool, rmt condsr, starter, 200 ton | EA | 131711
236400102980 | Packaged, air cooled, with starter
236400103000 | 20 ton | Chiller, packaged, air cooled, starter, 20 ton | EA | 31000
236400103010 | 25 ton | Chiller, packaged, air cooled, starter, 25 ton | EA | 33472
236400103020 | 30 ton | Chiller, packaged, air cooled, starter, 30 ton | EA | 38865
236400103030 | 40 ton | Chiller, packaged, air cooled, starter, 40 ton | EA | 44479
236400103980 | Heat recovery, air cooled, with starter
236400104010 | 50 ton | Chiller, heat recovery, air cool, starter, 50 ton | EA | 60187
236400104040 | 100 ton | Chiller, heat recovery, air cool, starter, 100 ton | EA | 87121
236400104045 | Water cooled, with starter
236400104050 | 40 ton | Chiller, heat recovery, wtr cool, starter, 40 ton | EA | 51651
236400104090 | 100 ton | Chiller, heat recovery, wtr cool, starter, 100 ton | EA | 94025
236400104980 | Centrifugal, single bundle condenser, with starter
236400105000 | 80 ton | Chiller, centrifugal, 1 bndl cond, starter, 80 ton | EA | 123009
236400105040 | 230 ton | Chiller, centrifugal, 1 bndl cond, starter, 230 ton | EA | 143732
236400105070 | 460 ton | Chiller, centrifugal, 1 bndl cond, starter, 460 ton | EA | 217660
236400105090 | 670 ton | Chiller, centrifugal, 1 bndl cond, starter, 670 ton | EA | 288700
236500000000 | COOLING TOWERS
236500100000 | COOLING TOWERS | COOLING TOWERS
236500105980 | Cooling tower, propeller type
236500106000 | 100 ton | Cooling tower, propeller type, 100 ton | EA | 17395
236500106030 | 400 ton | Cooling tower, propeller type, 400 ton | EA | 57695
236500106060 | 1000 ton | Cooling tower, propeller type, 1000 ton | EA | 127053
236500106065 | Centrifugal
236500106070 | 100 ton | Cooling tower, centrifugal, 100 ton | EA | 23671
236500106110 | 400 ton | Cooling tower, centrifugal, 400 ton | EA | 68410
236500106140 | 1000 ton | Cooling tower, centrifugal, 1000 ton | EA | 160616
237400000000 | AIR HANDLING
237400100000 | AIR HANDLING UNITS | AIR HANDLING UNITS
237400100980 | Air handling unit, medium pressure, single zone
237400101000 | 1500 cfm | Air handling unit, medium press, 1 zone, 1500 cfm | EA | 5405
237400101060 | 3000 cfm | Air handling unit, medium press, 1 zone, 3000 cfm | EA | 7359
237400101180 | 4000 cfm | Air handling unit, medium press, 1 zone, 4000 cfm | EA | 9267
237400102000 | 5000 cfm | Air handling unit, medium press, 1 zone, 5000 cfm | EA | 11464
237400102120 | 6000 cfm | Air handling unit, medium press, 1 zone, 6000 cfm | EA | 14478
237400102240 | 7000 cfm | Air handling unit, medium press, 1 zone, 7000 cfm | EA | 16533
237400103000 | 8500 cfm | Air handling unit, medium press, 1 zone, 8500 cfm | EA | 20122
237400103120 | 10,500 cfm | Air handling unit, medium press, 1 zone, 10500 cfm | EA | 22251
237400103240 | 12,500 cfm | Air handling unit, medium press, 1 zone, 12500 cfm | EA | 25545
237400108980 | Rooftop air handling units
237400109000 | 4950 cfm | Roof top air handling units, 4950 cfm | EA | 14905
237400109060 | 7370 cfm | Roof top air handling units, 7370 cfm | EA | 18917
237400109080 | 9790 cfm | Roof top air handling units, 9790 cfm | EA | 20262
237400109100 | 14,300 cfm | Roof top air handling units, 14300 cfm | EA | 27795
237400109120 | 21,725 cfm | Roof top air handling units, 21725 cfm | EA | 38835
237400109140 | 33,000 cfm | Roof top air handling units, 33000 cfm | EA | 54515
237400900000 | ROOF CURBS | ROOF CURBS
237400900980 | 8" high, insulated, with liner and raised can
237400901000 | 15" x 15" | Roof curb, 8" high, insul, liner, raised can, 15"x 15" | EA | 162
237400901060 | 21" x 21" | Roof curb, 8" high, insul, liner, raised can, 21"x 21" | EA | 191
237400901160 | 36" x 36" | Roof curb, 8" high, insul, liner, raised can, 36"x 36" | EA | 277
237400901200 | 48" x 48" | Roof curb, 8" high, insul, liner, raised can, 48"x 48" | EA | 668
237400901260 | 60" x 60" | Roof curb, 8" high, insul, liner, raised can, 60"x 60" | EA | 1194
237400901320 | 72" x 72" | Roof curb, 8" high, insul, liner, raised can, 72"x 72" | EA | 1869
238100000000 | HVAC EQUIPMENT
238113200000 | ROOFTOP UNITS | ROOFTOP UNITS
238113200980 | Packaged, single zone rooftop unit, with roof curb
238113201000 | 2 ton | Packaged, single zone rooftop unit, roof curb, 2 ton | EA | 5851
238113201020 | 3 ton | Packaged, single zone rooftop unit, roof curb, 3 ton | EA | 6100
238113201040 | 4 ton | Packaged, single zone rooftop unit, roof curb, 4 ton | EA | 6804
238113201060 | 5 ton | Packaged, single zone rooftop unit, roof curb, 5 ton | EA | 7658
238113201070 | 7.5 ton | Packaged, single zone rooftop unit, roof curb, 7.5 tn | EA | 10758
238113201100 | 10 ton | Packaged, single zone rooftop unit, roof curb, 10 tn | EA | 13158
238113201110 | 15 ton | Packaged, single zone rooftop unit, roof curb, 15 tn | EA | 22404
238113201120 | 20 ton | Packaged, single zone rooftop unit, roof curb, 20 tn | EA | 26572
238113201130 | 25 ton | Packaged, single zone rooftop unit, roof curb, 25 tn | EA | 29160
238113201140 | 30 ton | Packaged, single zone rooftop unit, roof curb, 30 tn | EA | 32352
238113202120 | For unit economizer add
238113202130 | Minimum | Rooftop unit economizer add, min. | EA | 3850
238113202140 | Average | Rooftop unit economizer add, avg. | EA | 5500
238113202150 | Maximum | Rooftop unit economizer add, max. | EA | 8800
238123000000 | COMPUTER ROOM A/C | COMPUTER ROOM A/C
238123001010 | Air cooled, alarm, high efficiency filter, elec. heat
238123001020 | 3 ton | Comp A/C, air cool, alarm, filter, elec heat, 3 ton | EA | 21192
238123001040 | 5 ton | Comp A/C, air cool, alarm, filter, elec heat, 5 ton | EA | 22640
238123001060 | 7.5 ton | Comp A/C, air cool, alarm, filter, elec heat, 7.5 ton | EA | 40559
238123001070 | 10 ton | Comp A/C, air cool, alarm, filter, elec heat, 10 ton | EA | 42572
238123001080 | 15 ton | Comp A/C, air cool, alarm, filter, elec heat, 15 ton | EA | 46834
238123001090 | Steam heat
238123001100 | 3 ton | Comp A/C, air cool, alarm, filter, steam heat, 3 ton | EA | 18823
238123001120 | 5 ton | Comp A/C, air cool, alarm, filter, steam heat, 5 ton | EA | 20036
238123001140 | 7.5 ton | Comp A/C, air cool, alarm, filter, steam heat, 7.5 ton | EA | 31620
238123001160 | 10 ton | Comp A/C, air cool, alarm, filter, steam heat, 10 ton | EA | 32768
238123001180 | 15 ton | Comp A/C, air cool, alarm, filter, steam heat, 15 ton | EA | 36278
238123001190 | Hot water heat
238123001200 | 3 ton | Comp A/C, air cool, alarm, filter, hot wtr heat, 3 ton | EA | 18823
238123001220 | 5 ton | Comp A/C, air cool, alarm, filter, hot wtr heat, 5 ton | EA | 20036
238123001240 | 7.5 ton | Comp A/C, air cool, alarm, filter, hot wtr heat, 7.5 to | EA | 31620
238123001260 | 10 ton | Comp A/C, air cool, alarm, filter, hot wtr heat, 10 ton | EA | 32768
238123001300 | 15 ton | Comp A/C, air cool, alarm, filter, hot wtr heat, 15 ton | EA | 36393
238123001310 | Air cooled condenser, low ambient damper
238123001320 | 3 ton | Comp A/C, air cool condnsr, low amb dmpr, 3 ton | EA | 1986
238123001340 | 5 ton | Comp A/C, air cool condnsr, low amb dmpr, 5 ton | EA | 3074
238123001360 | 7.5 ton | Comp A/C, air cool condnsr, low amb dmpr, 7.5 ton | EA | 4826
238123001400 | 10 ton | Comp A/C, air cool condnsr, low amb dmpr, 10 ton | EA | 7044
238123001420 | 15 ton | Comp A/C, air cool condnsr, low amb dmpr, 15 ton | EA | 7598
238123003010 | Water cooled, high efficiency filter, alarm, elec. heat
238123003020 | 3 ton | Comp A/C, wtr cool, filter, alarm, elec heat, 3 ton | EA | 19438
238123003040 | 5 ton | Comp A/C, wtr cool, filter, alarm, elec heat, 5 ton | EA | 21000
238123003060 | 7.5 ton | Comp A/C, wtr cool, filter, alarm, elec heat, 7.5 ton | EA | 33380
238123003080 | 10 ton | Comp A/C, wtr cool, filter, alarm, elec heat, 10 ton | EA | 34753
238123003100 | 15 ton | Comp A/C, wtr cool, filter, alarm, elec heat, 15 ton | EA | 40667
238123003110 | Steam heat
238123003120 | 3 ton | Comp A/C, wtr cool, filter, alarm, steam heat, 3 ton | EA | 22106
238123003140 | 5 ton | Comp A/C, wtr cool, filter, alarm, steam heat, 5 ton | EA | 25245
238123003160 | 7.5 ton | Comp A/C, wtr cool, filter, alarm, steam heat, 7.5 ton | EA | 35684
238123003180 | 10 ton | Comp A/C, wtr cool, filter, alarm, steam heat, 10 ton | EA | 37057
238123003200 | 15 ton | Comp A/C, wtr cool, filter, alarm, steam heat, 15 ton | EA | 43092
238123003210 | Hot water heat
238123003220 | 3 ton | Comp A/C, wtr cool, filter, alarm, hot wtr heat, 3 ton | EA | 22106
238123003240 | 5 ton | Comp A/C, wtr cool, filter, alarm, hot wtr heat, 5 ton | EA | 23668
238123003260 | 7.5 ton | Comp A/C, wtr cool, filter, alarm, hot wtr heat, 7.5 to | EA | 35684
238123003280 | 10 ton | Comp A/C, wtr cool, filter, alarm, hot wtr heat, 10 ton | EA | 37057
238123003300 | 15 ton | Comp A/C, wtr cool, filter, alarm, hot wtr heat, 15 ton | EA | 43092
238126000000 | SPLIT SYSTEMS
238126001000 | Air Conditioners
238126001100 | 18,000 BTU, 1.5 ton air conditioner, minimum | Split system, air conditioner, 1.5 ton, min | EA | 1740
238126001120 | Average | Split system, air conditioner, 1.5 ton, avg | EA | 1978
238126001130 | Maximum | Split system, air conditioner, 1.5 ton, max | EA | 2215
238126001200 | 24,000 BTU, 2 ton air conditioner, minimum | Split system, air conditioner, 2 ton, min | EA | 2065
238126001210 | Average | Split system, air conditioner, 2 ton, avg | EA | 2356
238126001220 | Maximum | Split system, air conditioner, 2 ton, max | EA | 2646
238126001300 | 30,000 BTU, 2.5 ton air conditioner, minimum | Split system, air conditioner, 2.5 ton, min | EA | 2719
238126001310 | Average | Split system, air conditioner, 2.5 ton, avg | EA | 3128
238126001320 | Maximum | Split system, air conditioner, 2.5 ton, max | EA | 3538
238126001400 | 36,000 BTU, 3 ton air conditioner, minimum | Split system, air conditioner, 3 ton, min | EA | 3178
238126001410 | Average | Split system, air conditioner, 3 ton, avg | EA | 3666
238126001420 | Maximum | Split system, air conditioner, 3 ton, max | EA | 4155
238126001500 | 42,000 BTU, 3.5 ton air conditioner, minimum | Split system, air conditioner, 3.5 ton, min | EA | 3825
238126001510 | Average | Split system, air conditioner, 3.5 ton, avg | EA | 4432
238126001520 | Maximum | Split system, air conditioner, 3.5 ton, max | EA | 5039
238126001600 | 48,000 BTU, 4 ton air conditioner, minimum | Split system, air conditioner, 4 ton, min | EA | 4347
238126001610 | Average | Split system, air conditioner, 4 ton, avg | EA | 5047
238126001620 | Maximum | Split system, air conditioner, 4 ton, max | EA | 5747
238126001700 | 60,000 BTU, 5 ton air conditioner, minimum | Split system, air conditioner, 5 ton, min | EA | 5774
238126001710 | Average | Split system, air conditioner, 5 ton, avg | EA | 6751
238126001720 | Maximum | Split system, air conditioner, 5 ton, max | EA | 7728
238126004000 | Heat Pumps
238126004100 | 18,000 BTU, 1.5 ton heat pump, minimum | Split system, heat pump, 1.5 ton, min | EA | 1872
238126004110 | Average | Split system, heat pump, 1.5 ton, avg | EA | 2136
238126004120 | Maximum | Split system, heat pump, 1.5 ton, max | EA | 2400
238126004200 | 24,000 BTU, 2 ton heat pump, minimum | Split system, heat pump, 2 ton, min | EA | 2197
238126004210 | Average | Split system, heat pump, 2 ton, avg | EA | 2514
238126004220 | Maximum | Split system, heat pump, 2 ton, max | EA | 2831
238126004300 | 30,000 BTU, 2.5 ton heat pump, minimum | Split system, heat pump, 2.5 ton, min | EA | 2917
238126004310 | Average | Split system, heat pump, 2.5 ton, avg | EA | 3366
238126004320 | Maximum | Split system, heat pump, 2.5 ton, max | EA | 3815
238126004400 | 36,000 BTU, 3 ton heat pump, minimum | Split system, heat pump, 3 ton, min | EA | 3376
238126004410 | Average | Split system, heat pump, 3 ton, avg | EA | 3904
238126004420 | Maximum | Split system, heat pump, 3 ton, max | EA | 4432
238126004500 | 42,000 BTU, 3.5 ton heat pump, minimum | Split system, heat pump, 3.5 ton, min | EA | 4089
238126004510 | Average | Split system, heat pump, 3.5 ton, avg | EA | 4749
238126004520 | Maximum | Split system, heat pump, 3.5 ton, max | EA | 5409
238126004600 | 48,000 BTU, 4 ton heat pump, minimum | Split system, heat pump, 4 ton, min | EA | 4677
238126004610 | Average | Split system, heat pump, 4 ton, avg | EA | 5443
238126004620 | Maximum | Split system, heat pump, 4 ton, max | EA | 6209
238126004700 | 60,000 BTU, 5 ton heat pump, minimum | Split system, heat pump, 5 ton, min | EA | 6038
238126004710 | Average | Split system, heat pump, 5 ton, avg | EA | 7068
238126004720 | Maximum | Split system, heat pump, 5 ton, max | EA | 8098
238200000000 | CONVECTION HEATING AND COOLING UNITS
238219000000 | FAN COIL UNITS | FAN COIL UNITS
238219000980 | Fan coil unit, 2 pipe, complete
238219001000 | 200 cfm ceiling hung | Fan coil unit, 2 pipe, compl, 200 cfm ceiling hung | EA | 1519
238219001020 | Floor mounted | Fan coil unit, 2 pipe, compl, 200 cfm floor mount | EA | 1371
238219001100 | 300 cfm, ceiling hung | Fan coil unit, 2 pipe, compl, 300 cfm ceiling hung | EA | 1651
238219001130 | Floor mounted | Fan coil unit, 2 pipe, compl, 300 cfm floor mount | EA | 1533
238219001200 | 400 cfm, ceiling hung | Fan coil unit, 2 pipe, compl, 400 cfm ceiling hung | EA | 1792
238219001220 | Floor mounted | Fan coil unit, 2 pipe, compl, 400 cfm floor mount | EA | 1606
238219001300 | 500 cfm, ceiling hung | Fan coil unit, 2 pipe, compl, 500 cfm ceiling hung | EA | 2031
238219001310 | Floor mounted | Fan coil unit, 2 pipe, compl, 500 cfm floor mount | EA | 1870
238219001400 | 600 cfm, ceiling hung | Fan coil unit, 2 pipe, compl, 600 cfm ceiling hung | EA | 2499
238219001420 | Floor mounted | Fan coil unit, 2 pipe, compl, 600 cfm floor mount | EA | 2266
238239000000 | UNIT HEATERS | UNIT HEATERS
238239000980 | Steam unit heater, horizontal
238239001000 | 12,500 btuh, 200 cfm | Steam unit heater, horiz, 12500 btuh, 200 cfm | EA | 832
238239001010 | 17,000 btuh, 300 cfm | Steam unit heater, horiz, 17000 btuh, 300 cfm | EA | 1048
238239001020 | 40,000 btuh, 500 cfm | Steam unit heater, horiz, 40000 btuh, 500 cfm | EA | 1238
238239001030 | 60,000 btuh, 700 cfm | Steam unit heater, horiz, 60000 btuh, 700 cfm | EA | 1290
238239001040 | 70,000 btuh, 1000 cfm | Steam unit heater, horiz, 70000 btuh, 1000 cfm | EA | 1408
238239001045 | Vertical
238239001050 | 12,500 btuh, 200 cfm | Steam unit heater, vertical, 12500 btuh, 200 cfm | EA | 832
238239001060 | 17,000 btuh, 300 cfm | Steam unit heater, vertical, 17000 btuh, 300 cfm | EA | 1272
238239001070 | 40,000 btuh, 500 cfm | Steam unit heater, vertical, 40000 btuh, 500 cfm | EA | 1238
238239001080 | 60,000 btuh, 700 cfm | Steam unit heater, vertical, 60000 btuh, 700 cfm | EA | 1290
238239001090 | 70,000 btuh, 1000 cfm | Steam unit heater, vertical, 70000 btuh, 1000 cfm | EA | 1333
238239001980 | Gas unit heater, horizontal
238239002000 | 27,400 btuh | Gas unit heater, horiz, 27400 btuh | EA | 1395
238239002010 | 38,000 btuh | Gas unit heater, horiz, 38000 btuh | EA | 1447
238239002020 | 56,000 btuh | Gas unit heater, horiz, 56000 btuh | EA | 1499
238239002030 | 82,200 btuh | Gas unit heater, horiz, 82200 btuh | EA | 1542
238239002040 | 103,900 btuh | Gas unit heater, horiz, 103900 btuh | EA | 1873
238239002060 | 125,700 btuh | Gas unit heater, horiz, 125700 btuh | EA | 2115
238239002080 | 133,200 btuh | Gas unit heater, horiz, 133200 btuh | EA | 2236
238239002090 | 149,000 btuh | Gas unit heater, horiz, 149000 btuh | EA | 2530
238239002100 | 172,000 btuh | Gas unit heater, horiz, 172000 btuh | EA | 2685
238239002120 | 190,000 btuh | Gas unit heater, horiz, 190000 btuh | EA | 2798
238239002130 | 225,000 btuh | Gas unit heater, horiz, 225000 btuh | EA | 3022
238239003980 | Hot water unit heater, horizontal
238239004000 | 12,500 btuh, 200 cfm | Hot water unit heater, horiz, 12500 btuh, 200 cfm | EA | 694
238239004010 | 17,000 btuh, 300 cfm | Hot water unit heater, horiz, 17000 btuh, 300 cfm | EA | 754
238239004020 | 25,000 btuh, 500 cfm | Hot water unit heater, horiz, 25000 btuh, 500 cfm | EA | 849
238239004030 | 30,000 btuh, 700 cfm | Hot water unit heater, horiz, 30000 btuh, 700 cfm | EA | 970
238239004040 | 50,000 btuh, 1000 cfm | Hot water unit heater, horiz, 50000 btuh, 1000 cfm | EA | 1123
238239004050 | 60,000 btuh, 1300 cfm | Hot water unit heater, horiz, 60000 btuh, 1300 cfm | EA | 1166
238239004055 | Vertical
238239004060 | 12,500 btuh, 200 cfm | Hot water unit heater, vertical, 12500 btuh, 200 cfm | EA | 953
238239004070 | 17,000 btuh, 300 cfm | Hot water unit heater, vertical, 17000 btuh, 300 cf | EA | 953
238239004080 | 25,000 btuh, 500 cfm | Hot water unit heater, vertical, 25000 btuh, 500 cfm | EA | 953
238239004090 | 30,000 btuh, 700 cfm | Hot water unit heater, vertical, 30000 btuh, 700 cfm | EA | 953
238239004100 | 50,000 btuh, 1000 cfm | Hot water unit heater, vertical, 50000 btuh, 1000 cfm | EA | 987
238239004120 | 60,000 btuh, 1300 cfm | Hot water unit heater, vertical, 60000 btuh, 1300 cfm | EA | 1177
238239005000 | Cabinet unit heaters, ceiling, exposed, hot water
238239005010 | 200 cfm | Cabinet unit heaters, ceil, exposed, hot wtr, 200 cfm | EA | 1720
238239005030 | 300 cfm | Cabinet unit heaters, ceil, exposed, hot wtr, 300 cfm | EA | 1882
238239005050 | 400 cfm | Cabinet unit heaters, ceil, exposed, hot wtr, 400 cfm | EA | 2013
238239005070 | 600 cfm | Cabinet unit heaters, ceil, exposed, hot wtr, 600 cfm | EA | 2105
238239005090 | 800 cfm | Cabinet unit heaters, ceil, exposed, hot wtr, 800 cfm | EA | 2594
238239005120 | 1000 cfm | Cabinet unit heaters, ceil, exposed, hot wtr, 1000 cfm | EA | 3295
238239005140 | 1200 cfm | Cabinet unit heaters, ceil, exposed, hot wtr, 1200 cfm | EA | 3598
238239005160 | 2000 cfm | Cabinet unit heaters, ceil, exposed, hot wtr, 2000 cfm | EA | 5437
238300000000 | RESISTANCE HEATING
238333000000 | ELECTRIC HEATING | ELECTRIC HEATING
238333001000 | Baseboard heater
238333001020 | 2', 375w | Baseboard heater 2' long, 375w | EA | 157
238333001040 | 3', 500w | Baseboard heater 3' long, 500w | EA | 167
238333001060 | 4', 750w | Baseboard heater 4' long, 750w | EA | 188
238333001100 | 5', 935w | Baseboard heater 5' long, 935w | EA | 237
238333001120 | 6', 1125w | Baseboard heater 6' long, 1125w | EA | 283
238333001140 | 7', 1310w | Baseboard heater 7' long, 1310w | EA | 317
238333001160 | 8', 1500w | Baseboard heater 8' long, 1500w | EA | 354
238333001180 | 9', 1680w | Baseboard heater 9' long, 1680w | EA | 391
238333001200 | 10', 1875w | Baseboard heater 10' long, 1875w | EA | 461
238333001210 | Unit heater, wall mounted
238333001220 | 1500w | Unit heater, wall mounted, 1500w | EA | 455
238333001240 | 2500w | Unit heater, wall mounted, 2500w | EA | 490
238333001260 | 4000w | Unit heater wall mounted, 4000w | EA | 646
238333001270 | Thermostat
238333001280 | Integral | Unit heater wall mounted, thermostat, integral | EA | 99.22
238333001300 | Line voltage | Unit heater wall mounted, thermostat, line voltage | EA | 101
238333001320 | Electric heater connection | Unit heater wall mounted, elec heater connection | EA | 28.11
238400000000 | HUMIDITY CONTROL EQUIPMENT
238416000000 | DEHUMIDIFIERS | DEHUMIDIFIERS
238416001000 | Desiccant dehumidifier, 1125 cfm | Dessicant dehumidifier, 1125 cfm | EA | 36994
260000000000 | ELECTRICAL
260500000000 | CONDUCTORS, CONDUIT AND RACEWAYS
260513400000 | COPPER CONDUCTORS | COPPER CONDUCTORS
260513400980 | Copper conductors, type THW, solid
260513401000 | #14 | Copper conductor, type THW, solid, #14 | LF | 0.63
260513401040 | #12 | Copper conductor, type THW, solid, #12 | LF | 0.84
260513401060 | #10 | Copper conductor, type THW, solid, #10 | LF | 1.11
260513401070 | Stranded
260513401080 | #14 | Copper conductor, type THW, stranded, #14 | LF | 0.64
260513401100 | #12 | Copper conductor, type THW, stranded, #12 | LF | 0.8
260513401120 | #10 | Copper conductor, type THW, stranded, #10 | LF | 1.06
260513401140 | #8 | Copper conductor, type THW, stranded, #8 | LF | 1.54
260513401160 | #6 | Copper conductor, type THW, stranded, #6 | LF | 2.07
260513401180 | #4 | Copper conductor, type THW, stranded, #4 | LF | 2.81
260513401200 | #3 | Copper conductor, type THW, stranded, #3 | LF | 3.27
260513401220 | #2 | Copper conductor, type THW, stranded, #2 | LF | 4.06
260513401240 | #1 | Copper conductor, type THW, stranded, #1 | LF | 5.01
260513401260 | 1/0 | Copper conductor, type THW, stranded, 1/0 | LF | 5.91
260513401280 | 2/0 | Copper conductor, type THW, stranded, 2/0 | LF | 7.4
260513401300 | 3/0 | Copper conductor, type THW, stranded, 3/0 | LF | 9.29
260513401520 | 4/0 | Copper conductor, type THW, stranded, 4/0 | LF | 11.29
260513401540 | 250 MCM | Copper conductor, type THW, stranded, 250 mcm | LF | 13.46
260513401560 | 300 MCM | Copper conductor, type THW, stranded, 300 mcm | LF | 15.61
260513401580 | 350 MCM | Copper conductor, type THW, stranded, 350 mcm | LF | 18.38
260513401600 | 400 MCM | Copper conductor, type THW, stranded, 400 mcm | LF | 20.81
260513401620 | 500 MCM | Copper conductor, type THW, stranded, 500 mcm | LF | 25.42
260513401640 | 600 MCM | Copper conductor, type THW, stranded, 600 mcm | LF | 32.72
260513401660 | 750 MCM | Copper conductor, type THW, stranded, 750 mcm | LF | 40.32
260513401680 | 1000 MCM | Copper conductor, type THW, stranded, 1000 mcm | LF | 49.81
260513402010 | THHN-THWN, solid
260513402020 | #14 | Copper conductor, type THHN-THWN, solid, #14 | LF | 0.62
260513402040 | #12 | Copper conductor, type THHN-THWN, solid, #12 | LF | 0.84
260513402060 | #10 | Copper conductor, type THHN-THWN, solid, #10 | LF | 1.11
260513402070 | Stranded
260513402080 | #14 | Copper conductor, type THHN-THWN, stranded, #14 | LF | 0.62
260513402100 | #12 | Copper conductor, type THHN-THWN, stranded, #12 | LF | 0.84
260513402120 | #10 | Copper conductor, type THHN-THWN, stranded, #10 | LF | 1.11
260513402140 | #8 | Copper conductor, type THHN-THWN, stranded, #8 | LF | 1.67
260513402160 | #6 | Copper conductor, type THHN-THWN, stranded, #6 | LF | 2.24
260513402180 | #4 | Copper conductor, type THHN-THWN, stranded, #4 | LF | 3.1
260513402200 | #2 | Copper conductor, type THHN-THWN, stranded, #2 | LF | 4.13
260513402220 | #1 | Copper conductor, type THHN-THWN, stranded, #1 | LF | 5.1
260513402240 | 1/0 | Copper conductor, type THHN-THWN, stranded, 1/0 | LF | 6.15
260513402260 | 2/0 | Copper conductor, type THHN-THWN, stranded, 2/0 | LF | 7.62
260513402280 | 3/0 | Copper conductor, type THHN-THWN, stranded, 3/0 | LF | 9.55
260513402300 | 4/0 | Copper conductor, type THHN-THWN, stranded, 4/0 | LF | 11.62
260513402320 | 250 MCM | Copper conductor, type THHN-THWN, stranded, 250 | LF | 13.78
260513402340 | 350 MCM | Copper conductor, type THHN-THWN, stranded, 350 | LF | 16.85
260513500000 | SHEATHED CABLE | SHEATHED CABLE
260513506700 | Non-metallic sheathed cable
260513506705 | Type NM cable with ground
260513506710 | #14/2 | NMS, type NM cable with ground, #14/2 | LF | 2.02
260513506720 | #12/2 | NMS, type NM cable with ground, #12/2 | LF | 2.3
260513506730 | #10/2 | NMS, type NM cable with ground, #10/2 | LF | 2.85
260513506740 | #8/2 | NMS, type NM cable with ground, #8/2 | LF | 3.71
260513506750 | #6/2 | NMS, type NM cable with ground, #6/2 | LF | 5.16
260513506760 | #14/3 | NMS, type NM cable with ground, #14/3 | LF | 3.26
260513506770 | #12/3 | NMS, type NM cable with ground, #12/3 | LF | 3.68
260513506780 | #10/3 | NMS, type NM cable with ground, #10/3 | LF | 4.24
260513506790 | #8/3 | NMS, type NM cable with ground, #8/3 | LF | 5.26
260513506800 | #6/3 | NMS, type NM cable with ground, #6/3 | LF | 6.78
260513506810 | #4/3 | NMS, type NM cable with ground, #4/3 | LF | 11.32
260513506820 | #2/3 | NMS, type NM cable with ground, #2/3 | LF | 15.62
260513506825 | Type UF cable with ground
260513506830 | #14/2 | NMS, type UF cable with ground, #14/2 | LF | 2.19
260513506840 | #12/2 | NMS, type UF cable with ground, #12/2 | LF | 2.76
260513506850 | #10/2 | NMS, type UF cable with ground, #10/2 | LF | 3.33
260513506860 | #8/2 | NMS, type UF cable with ground, #8/2 | LF | 4.54
260513506870 | #6/2 | NMS, type UF cable with ground, #6/2 | LF | 6.18
260513506880 | #14/3 | NMS, type UF cable with ground, #14/3 | LF | 2.81
260513506890 | #12/3 | NMS, type UF cable with ground, #12/3 | LF | 3.39
260513506900 | #10/3 | NMS, type UF cable with ground, #10/3 | LF | 4.32
260513506910 | #8/3 | NMS, type UF cable with ground, #8/3 | LF | 6.17
260513506920 | #6/3 | NMS, type UF cable with ground, #6/3 | LF | 8.6
260526100000 | GROUNDING | GROUNDING
260526100400 | Ground rods, copper clad, 1/2" x
260526100510 | 6' | Ground rods, copper clad, 1/2"x 6' | EA | 92.1
260526100520 | 8' | Ground rods, copper clad, 1/2"x 8' | EA | 107
260526100530 | 10' | Ground rods, copper clad, 1/2"x 10' | EA | 143
260526100535 | 5/8" x
260526100540 | 5' | Ground rods, copper clad, 5/8"x 5' | EA | 91.78
260526100550 | 6' | Ground rods, copper clad, 5/8"x 6' | EA | 105
260526100560 | 8' | Ground rods, copper clad, 5/8"x 8' | EA | 143
260526100570 | 10' | Ground rods, copper clad, 5/8"x 10' | EA | 178
260526100580 | 3/4" x
260526100590 | 8' | Ground rods, copper clad, 3/4"x 8' | EA | 159
260526100600 | 10' | Ground rods, copper clad, 3/4"x 10' | EA | 175
260526101060 | Ground rod clamp
260526101080 | 5/8" | Ground rod clamp, 5/8" | EA | 25.65
260526101100 | 3/4" | Ground rod clamp, 3/4" | EA | 30.98
260529200000 | CONDUIT SPECIALTIES | CONDUIT SPECIALTIES
260529208005 | Rod beam clamp, 1/2" | Conduit specialties, rod beam clamp, 1/2" | EA | 14.93
260529208007 | Hanger rod
260529208010 | 3/8" | Conduit specialties, hanger rod, 3/8" | LF | 6.53
260529208020 | 1/2" | Conduit specialties, hanger rod, 1/2" | LF | 11.1
260529208030 | All thread rod
260529208040 | 1/4" | Conduit specialties, all thread rod, 1/4" | LF | 3.9
260529208060 | 3/8" | Conduit specialties, all thread rod, 3/8" | LF | 5.04
260529208080 | 1/2" | Conduit specialties, all thread rod, 1/2" | LF | 6.82
260529208100 | 5/8" | Conduit specialties, all thread rod, 5/8" | LF | 11.17
260529208120 | Hanger channel, 1-1/2"
260529208140 | No holes | Conduit specialties, hanger channel, 1-1/2", no holes | EA | 9.61
260529208160 | Holes | Conduit specialties, hanger channel, 1-1/2", holes | EA | 11.14
260529208170 | Channel strap
260529208180 | 1/2" | Conduit specialties, channel strap, 1/2" | EA | 7.23
260529208200 | 3/4" | Conduit specialties, channel strap, 3/4" | EA | 7.92
260529208220 | 1" | Conduit specialties, channel strap, 1" | EA | 8.68
260529208240 | 1-1/4" | Conduit specialties, channel strap, 1-1/4" | EA | 11.12
260529208260 | 1-1/2" | Conduit specialties, channel strap, 1-1/2" | EA | 11.69
260529208280 | 2" | Conduit specialties, channel strap, 2" | EA | 11.97
260529208290 | 2-1/2" | Conduit specialties, channel strap, 2-1/2" | EA | 19.79
260529208300 | 3" | Conduit specialties, channel strap, 3" | EA | 20.4
260529208310 | 3-1/2" | Conduit specialties, channel strap, 3-1/2" | EA | 22.27
260529208320 | 4" | Conduit specialties, channel strap, 4" | EA | 25.83
260529208340 | 5" | Conduit specialties, channel strap, 5" | EA | 32.46
260529208360 | 6" | Conduit specialties, channel strap, 6" | EA | 34.71
260529208410 | Conduit penetrations, roof and wall, 8" thick
260529208420 | 1/2" | Conduit penetrations, roof & wall, 8" thick, 1/2" | EA | 64.08
260529208460 | 3/4" | Conduit penetrations, roof & wall, 8" thick, 3/4" | EA | 64.08
260529208480 | 1" | Conduit penetrations, roof & wall, 8" thick, 1" | EA | 83.3
260529208500 | 1-1/4" | Conduit penetrations, roof & wall, 8" thick, 1-1/4" | EA | 83.3
260529208520 | 1-1/2" | Conduit penetrations, roof & wall, 8" thick, 1-1/2" | EA | 83.3
260529208540 | 2" | Conduit penetrations, roof & wall, 8" thick, 2" | EA | 167
260529208560 | 2-1/2" | Conduit penetrations, roof & wall, 8" thick, 2-1/2" | EA | 167
260529208580 | 3" | Conduit penetrations, roof & wall, 8" thick, 3" | EA | 167
260529208590 | 3-1/2" | Conduit penetrations, roof & wall, 8" thick, 3-1/2" | EA | 208
260529208600 | 4" | Conduit penetrations, roof & wall, 8" thick, 4" | EA | 208
260529209505 | Fireproofing, for conduit penetrations
260529209510 | 1/2" | Fireproofing, for conduit penetrations, 1/2" | EA | 56.27
260529209520 | 3/4" | Fireproofing, for conduit penetrations, 3/4" | EA | 56.42
260529209530 | 1" | Fireproofing, for conduit penetrations, 1" | EA | 56.51
260529209540 | 1-1/4" | Fireproofing, for conduit penetrations, 1-1/4" | EA | 92.01
260529209550 | 1-1/2" | Fireproofing, for conduit penetrations, 1-1/2" | EA | 81.92
260529209560 | 2" | Fireproofing, for conduit penetrations, 2" | EA | 82.08
260529209570 | 2-1/2" | Fireproofing, for conduit penetrations, 2-1/2" | EA | 106
260529209580 | 3" | Fireproofing, for conduit penetrations, 3" | EA | 113
260529209590 | 3-1/2" | Fireproofing, for conduit penetrations, 3-1/2" | EA | 145
260529209600 | 4" | Fireproofing, for conduit penetrations, 4" | EA | 175
260533400000 | SURFACE MOUNTED RACEWAY | SURFACE MOUNTED RACEWAY
260533400980 | Single Raceway
260533401000 | 3/4" x 17/32" Conduit | 3/4" x 17/32" Conduit | LF | 6.96
260533401020 | Mounting Strap | 3/4" x 17/32" Conduit, Mounting strap | EA | 6.3
260533401040 | Connector | Connector | EA | 6.56
260533401060 | Elbow
260533402000 | 45 degree | 3/4" x 17/32" conduit, elbow, 45 deg | EA | 17.91
260533402020 | 90 degree | 3/4" x 17/32" conduit, elbow, 90 deg | EA | 9.26
260533402040 | internal | 3/4" x 17/32" conduit, elbow, internal | EA | 10.31
260533402050 | external | 3/4" x 17/32" conduit, elbow, external | EA | 9.92
260533402060 | Switch | 3/4" x 17/32" conduit, switch | EA | 74.65
260533402100 | Utility Box | 3/4" x 17/32" conduit, utility box | EA | 63.79
260533402110 | Receptacle | 3/4" x 17/32" conduit, receptacle | EA | 80.73
260533402140 | 3/4" x 21/32" Conduit | 3/4" x 21/32" conduit | LF | 7.34
260533402160 | Mounting Strap | 3/4" x 21/32" conduit, strap | EA | 6.72
260533402180 | Connector | 3/4" x 21/32" conduit, connector | EA | 6.76
260533402200 | Elbow
260533402210 | 45 degree | 3/4" x 21/32" conduit, elbow, 45 deg. | EA | 14.63
260533402220 | 90 degree | 3/4" x 21/32" conduit, elbow, 90 deg. | EA | 8.71
260533402240 | internal | 3/4" x 21/32" conduit, elbow, internal | EA | 9.95
260533402260 | external | 3/4" x 21/32" conduit, elbow, external | EA | 9.95
260533403000 | Switch | 3/4" x 21/32" conduit, switch | EA | 68.31
260533403010 | Utility Box | 3/4" x 21/32" conduit, utility box | EA | 59.54
260533403020 | Receptacle | 3/4" x 21/32" conduit, receptacle | EA | 73.23
260533500000 | PULL BOXES AND CABINETS | PULL BOXES AND CABINETS
260533502500 | Galvanized pull boxes, screw cover
260533502520 | 4x4x4 | Galvanized pull boxes, screw cover, 4x4x4 | EA | 35.73
260533502540 | 4x6x4 | Galvanized pull boxes, screw cover, 4x6x4 | EA | 37.51
260533502560 | 6x6x4 | Galvanized pull boxes, screw cover, 6x6x4 | EA | 42.32
260533502580 | 6x8x4 | Galvanized pull boxes, screw cover, 6x8x4 | EA | 46.59
260533502620 | 8x8x4 | Galvanized pull boxes, screw cover, 8x8x4 | EA | 59.22
260533503020 | 8x10x4 | Galvanized pull boxes, screw cover, 8x10x4 | EA | 63.5
260533503040 | 8x12x4 | Galvanized pull boxes, screw cover, 8x12x4 | EA | 68.1
260533503050 | Screw cover
260533503060 | 10x10x4 | Galvanized pull boxes, screw cover, 10x10x4 | EA | 74.22
260533503200 | 12x12x6 | Galvanized pull boxes, screw cover, 12x12x6 | EA | 108
260533503220 | 12x15x6 | Galvanized pull boxes, screw cover, 12x15x6 | EA | 120
260533503240 | 12x18x6 | Galvanized pull boxes, screw cover, 12x18x6 | EA | 134
260533503250 | 15x18x6 | Galvanized pull boxes, screw cover, 15x18x6 | EA | 151
260533503260 | 18x24x6 | Galvanized pull boxes, screw cover, 18x24x6 | EA | 234
260533503270 | 18x30x6 | Galvanized pull boxes, screw cover, 18x30x6 | EA | 268
260533503280 | 24x36x6 | Galvanized pull boxes, screw cover, 24x36x6 | EA | 369
260533700000 | WIREWAYS | WIREWAYS
260533700960 | Wireway, hinge cover type
260533700980 | 2-1/2" x 2-1/2"
260533701000 | 1' section | Wireway, hinge cover type, 2-1/2"x 2-1/2", 1' section | EA | 46.72
260533701040 | 2' | Wireway, hinge cover type, 2-1/2"x 2-1/2", 2' section | EA | 63.64
260533701060 | 3' | Wireway, hinge cover type, 2-1/2"x 2-1/2", 3' section | EA | 85.05
260533701080 | 5' | Wireway, hinge cover type, 2-1/2"x 2-1/2", 5' section | EA | 140
260533701100 | 10' | Wireway, hinge cover type, 2-1/2"x 2-1/2", 10' sectio | EA | 271
260533701110 | 4" x 4"
260533701120 | 1' | Wireway, hinge cover type, 4"x 4", 1' section | EA | 54.52
260533701140 | 2' | Wireway, hinge cover type, 4"x 4", 2' section | EA | 67.75
260533701160 | 3' | Wireway, hinge cover type, 4"x 4", 3' section | EA | 93.89
260533701180 | 4' | Wireway, hinge cover type, 4"x 4", 4' section | EA | 117
260533701200 | 10' | Wireway, hinge cover type, 4"x 4", 10' section | EA | 338
260533900000 | PULL AND JUNCTION BOXES | PULL AND JUNCTION BOXES
260533901050 | 4"
260533901060 | Octagon box | 4", octogon box | EA | 17.57
260533901070 | Box extension | 4", octogon box, extension | EA | 15.73
260533901080 | Plaster ring | 4", octogon box, plaster ring | EA | 11.41
260533901100 | Cover blank | 4", octogon box, cover blank | EA | 8.49
260533901120 | Square box | Square box | EA | 20.07
260533901140 | Box extension | Square box, extension | EA | 14.17
260533901160 | Plaster ring | Square box, plaster ring | EA | 10.55
260533901180 | Cover blank | Square box, cover blank | EA | 8.42
260533901190 | 4-11/16"
260533901200 | Square box | 4-11/16", square box | EA | 28.42
260533901240 | Box extension | 4-11/16", square box, extension | EA | 24.16
260533901260 | Plaster ring | 4-11/16", square box, plaster ring | EA | 17.07
260533901280 | Cover blank | 4-11/16", square box, cover blank | EA | 10.22
260533901300 | Switch and device boxes
260533901320 | 2 gang | Switch and device boxes, 2 gang | EA | 36.61
260533901340 | 3 gang | Switch and device boxes, 3 gang | EA | 55.37
260533901360 | 4 gang | Switch and device boxes, 4 gang | EA | 74.82
260533902000 | Device covers
260533902020 | 2 gang | Device covers, 2 gang | EA | 25.85
260533902040 | 3 gang | Device covers, 3 gang | EA | 26.51
260533902060 | 4 gang | Device covers, 4 gang | EA | 33.79
260533902100 | Handy box | Handy box | EA | 17.99
260533902120 | Extension | Handy box, extension | EA | 11.91
260533902140 | Switch cover | Handy box, switch cover | EA | 9.21
260533902160 | Switch box with knockout | Switch box with knockout | EA | 24.29
260533902200 | Weatherproof cover, spring type | Weatherproof cover, spring type | EA | 25.26
260533902220 | Cover plate, dryer receptacle 1 gang plastic | Cover plate, dryer recept, 250v 30a/50a, 1 gang plas | EA | 13.01
260533902240 | For 4" receptacle, 2 gang | Cover plate, 4" receptacle, 250v, 30a/50a, 2 gang | EA | 15.04
260533902260 | Duplex receptacle cover plate, plastic | Duplex receptacle cover plate, plastic | EA | 7.31
260533903005 | 4", vertical bracket box, 1-1/2" with
260533903010 | RMX clamps | 4", vertical bracket box, 1-1/2" with RMX clamps | EA | 26.92
260533903020 | BX clamps | 4", vertical bracket box, 1-1/2" with BX clamps | EA | 27.78
260533903025 | 4", octagon device cover
260533903030 | 1 switch | 4", octagon device cover, 1 switch | EA | 13.08
260533903040 | 1 duplex recept | 4", octagon device cover, 1 duplex recept | EA | 13.08
260533903105 | 4", square face bracket boxes, 1-1/2"
260533903110 | RMX | 4", square face bracket boxes, 1-1/2", RMX | EA | 29.21
260533903120 | BX | 4", square face bracket boxes, 1-1/2", BX | EA | 30.41
260534100000 | ALUMINUM CONDUIT | ALUMINUM CONDUIT
260534101010 | Aluminum conduit
260534101020 | 1/2" | Aluminum conduit, 1/2" | LF | 5.94
260534101040 | 3/4" | Aluminum conduit, 3/4" | LF | 7.76
260534101060 | 1" | Aluminum conduit, 1" | LF | 10.25
260534101080 | 1-1/4" | Aluminum conduit, 1-1/4" | LF | 12.9
260534101100 | 1-1/2" | Aluminum conduit, 1-1/2" | LF | 16.69
260534101120 | 2" | Aluminum conduit, 2" | LF | 20.41
260534101140 | 2-1/2" | Aluminum conduit, 2-1/2" | LF | 28.07
260534101160 | 3" | Aluminum conduit, 3" | LF | 34.22
260534101180 | 3-1/2" | Aluminum conduit, 3-1/2" | LF | 40.58
260534101200 | 4" | Aluminum conduit, 4" | LF | 48.02
260534101220 | 5" | Aluminum conduit, 5" | LF | 65.97
260534101240 | 6" | Aluminum conduit, 6" | LF | 82.85
260534200000 | EMT CONDUIT | EMT CONDUIT
260534200080 | EMT conduit
260534200100 | 1/2" | EMT conduit, 1/2" | LF | 3.91
260534201020 | 3/4" | EMT conduit, 3/4" | LF | 5.57
260534201030 | 1" | EMT conduit, 1" | LF | 7.54
260534201040 | 1-1/4" | EMT conduit, 1-1/4" | LF | 9.9
260534201060 | 1-1/2" | EMT conduit, 1-1/2" | LF | 13.05
260534201080 | 2" | EMT conduit, 2" | LF | 15.16
260534201100 | 2-1/2" | EMT conduit, 2-1/2" | LF | 22.19
260534201120 | 3" | EMT conduit, 3" | LF | 25.88
260534201140 | 3-1/2" | EMT conduit, 3-1/2" | LF | 33.7
260534201160 | 4" | EMT conduit, 4" | LF | 36.74
260534300000 | FLEXIBLE CONDUIT | FLEXIBLE CONDUIT
260534300080 | Flexible conduit, steel
260534300100 | 3/8" | Flexible conduit, steel, 3/8" | LF | 4.11
260534301020 | 1/2 | Flexible conduit, steel, 1/2 | LF | 4.24
260534301040 | 3/4" | Flexible conduit, steel, 3/4" | LF | 5.67
260534301060 | 1" | Flexible conduit, steel, 1" | LF | 7.02
260534301080 | 1-1/4" | Flexible conduit, steel, 1-1/4" | LF | 8.78
260534301100 | 1-1/2" | Flexible conduit, steel, 1-1/2" | LF | 12.09
260534301120 | 2" | Flexible conduit, steel, 2" | LF | 15.61
260534301140 | 2-1/2" | Flexible conduit, steel, 2-1/2" | LF | 18.11
260534301160 | 3" | Flexible conduit, steel, 3" | LF | 26.54
260534400000 | GALVANIZED CONDUIT | GALVANIZED CONDUIT
260534401980 | Galvanized rigid steel conduit
260534402000 | 1/2" | Galvanized rigid steel conduit, 1/2" | LF | 8.06
260534402040 | 3/4" | Galvanized rigid steel conduit, 3/4" | LF | 9.52
260534402060 | 1" | Galvanized rigid steel conduit, 1" | LF | 12.38
260534402080 | 1-1/4" | Galvanized rigid steel conduit, 1-1/4" | LF | 16.92
260534402100 | 1-1/2" | Galvanized rigid steel conduit, 1-1/2" | LF | 19.36
260534402120 | 2" | Galvanized rigid steel conduit, 2" | LF | 23.27
260534402140 | 2-1/2" | Galvanized rigid steel conduit, 2-1/2" | LF | 38.69
260534402160 | 3" | Galvanized rigid steel conduit, 3" | LF | 43.35
260534402180 | 3-1/2" | Galvanized rigid steel conduit, 3-1/2" | LF | 55.17
260534402200 | 4" | Galvanized rigid steel conduit, 4" | LF | 62.25
260534402220 | 5" | Galvanized rigid steel conduit, 5" | LF | 105
260534402240 | 6" | Galvanized rigid steel conduit, 6" | LF | 148
260534500000 | PLASTIC COATED CONDUIT | PLASTIC COATED CONDUIT
260534500980 | Rigid steel conduit, plastic coated
260534501000 | 1/2" | Rigid steel conduit, plastic coated, 1/2" | LF | 15.68
260534501040 | 3/4" | Rigid steel conduit, plastic coated, 3/4" | LF | 18.34
260534501060 | 1" | Rigid steel conduit, plastic coated, 1" | LF | 24.08
260534501080 | 1-1/4" | Rigid steel conduit, plastic coated, 1-1/4" | LF | 30.34
260534501100 | 1-1/2" | Rigid steel conduit, plastic coated, 1-1/2" | LF | 37.05
260534501120 | 2" | Rigid steel conduit, plastic coated, 2" | LF | 46.74
260534501140 | 2-1/2" | Rigid steel conduit, plastic coated, 2-1/2" | LF | 67.7
260534501160 | 3" | Rigid steel conduit, plastic coated, 3" | LF | 83.54
260534501180 | 3-1/2" | Rigid steel conduit, plastic coated, 3-1/2" | LF | 99.92
260534501200 | 4" | Rigid steel conduit, plastic coated, 4" | LF | 122
260534501220 | 5" | Rigid steel conduit, plastic coated, 5" | LF | 194
260534700000 | STEEL CONDUIT | STEEL CONDUIT
260534707980 | Intermediate metal conduit (IMC)
260534708000 | 1/2" | Intermediate metal conduit (IMC), 1/2" | LF | 6.29
260534708040 | 3/4" | Intermediate metal conduit (IMC), 3/4" | LF | 8.04
260534708060 | 1" | Intermediate metal conduit (IMC), 1" | LF | 11.07
260534708080 | 1-1/4" | Intermediate metal conduit (IMC), 1-1/4" | LF | 13.68
260534708100 | 1-1/2" | Intermediate metal conduit (IMC), 1-1/2" | LF | 17.72
260534708120 | 2" | Intermediate metal conduit (IMC), 2" | LF | 21.52
260534708140 | 2-1/2" | Intermediate metal conduit (IMC), 2-1/2" | LF | 36.74
260534708160 | 3" | Intermediate metal conduit (IMC), 3" | LF | 46.36
260534708180 | 3-1/2" | Intermediate metal conduit (IMC), 3-1/2" | LF | 55.63
260534708200 | 4" | Intermediate metal conduit (IMC), 4" | LF | 60.21
260536100000 | CABLE TRAY | CABLE TRAY
260536101010 | Cable tray, 6" | Cable tray, 6" | LF | 31.54
260536101020 | Ventilated cover | Cable tray, 6", ventilated cover | LF | 13.4
260536101030 | Solid cover | Cable tray, 6", solid cover | LF | 11.14
261200000000 | TRANSFORMERS
261200100000 | MEDIUM-VOLTAGE TRANSFORMERS | TRANSFORMERS
261200100080 | Floor mtd, one phase, int. dry, 480v-120/240v
261200100100 | 3 kva | Transformer, 1 phase, int dry, 480v-120/240v, 3 kva | EA | 1124
261200101080 | 5 kva | Transformer, 1 phase, int dry, 480v-120/240v, 5 kva | EA | 1552
261200101100 | 7.5 kva | Transformer, 1 phase, int dry, 480v-120/240v, 7.5 kva | EA | 2026
261200101120 | 10 kva | Transformer, 1 phase, int dry, 480v-120/240v, 10 kva | EA | 2467
261200101140 | 15 kva | Transformer, 1 phase, int dry, 480v-120/240v, 15 kva | EA | 3220
261200101240 | 100 kva | Transformer, 1 phase, int dry, 480v-120/240v, 100 kva | EA | 12359
261200101980 | Three phase, 480v-120/208v
261200102000 | 15 kva | Transformer, 3 phase, 480v-120/280v, 15 kva | EA | 3712
261200102040 | 30 kva | Transformer, 3 phase, 480v-120/280v, 30 kva | EA | 4692
261200102060 | 45 kva | Transformer, 3 phase, 480v-120/280v, 45 kva | EA | 6058
261200102140 | 225 kva | Transformer, 3 phase, 480v-120/280v, 225 kva | EA | 19328
262400000000 | SERVICE AND DISTRIBUTION
262413000000 | SWITCHBOARDS | SWITCHBOARDS
262413000580 | Switchboard, 90" high, no main disconnect, 208/120v
262413000581 | 400a | SB, 90" high, no main disconnect, 208/120v, 400a | EA | 4767
262413001000 | 600a | SB, 90" high, no main disconnect, 208/120v, 600a | EA | 6952
262413001020 | 1000a | SB, 90" high, no main disconnect, 208/120v, 1000a | EA | 8536
262413001040 | 1200a | SB, 90" high, no main disconnect, 208/120v, 1200a | EA | 9189
262413001060 | 1600a | SB, 90" high, no main disconnect, 208/120v, 1600a | EA | 10199
262413001080 | 2000a | SB, 90" high, no main disconnect, 208/120v, 2000a | EA | 11077
262413001100 | 2500a | SB, 90" high, no main disconnect, 208/120v, 2500a | EA | 11397
262413001520 | 277/480v
262413001540 | 600a | SB, 90" high, no main disconnect, 240/480v, 600a | EA | 7876
262413001560 | 800a | SB, 90" high, no main disconnect, 240/480v, 800a | EA | 8553
262413001580 | 1600a | SB, 90" high, no main disconnect, 240/480v, 1600a | EA | 10942
262413001600 | 2000a | SB, 90" high, no main disconnect, 240/480v, 2000a | EA | 11836
262413001620 | 2500a | SB, 90" high, no main disconnect, 240/480v, 2500a | EA | 12717
262413001640 | 3000a | SB, 90" high, no main disconnect, 240/480v, 3000a | EA | 15589
262413001660 | 4000a | SB, 90" high, no main disconnect, 240/480v, 4000a | EA | 18485
262416000000 | PANELBOARDS | PANELBOARDS
262416001500 | 3 phase, 480/277v, main lugs only, 120a, 30 circuits | PB, 3 ph, 480/277v, main lugs only, 120a, 30 circuit | EA | 2529
262416001510 | 277/480v, 4 wire, flush surface
262416001520 | 225a, 30 circuits | PB, 3 ph, 277/480v, 4 wire, flush surf, 225a, 30 circuit | EA | 3952
262416001540 | 400a, 30 circuits | PB, 3 ph, 277/480v, 4 wire, flush surf, 400a, 30 circuit | EA | 5310
262416001560 | 600a, 42 circuits | PB, 3 ph, 277/480v, 4 wire, flush surf, 600a, 42 circuit | EA | 9864
262416002000 | 208/120v, main circuit breaker, 3 phase, 4 wire
262416002030 | 100a
262416002035 | 12 circuits | PB, 208/120v, main CB, 3 phase, 4 wire, 100a, 12 circuit | EA | 2401
262416002040 | 20 circuits | PB, 208/120v, main CB, 3 phase, 4 wire, 100a, 20 circuit | EA | 2982
262416002060 | 30 circuits | PB, 208/120v, main CB, 3 phase, 4 wire, 100a, 30 circuit | EA | 4152
262416002110 | 400a
262416002120 | 30 circuits | PB, 208/120v, main CB, 3 phase, 4 wire, 400a, 30 circuit | EA | 8750
262416002140 | 42 circuits | PB, 208/120v, main CB, 3 phase, 4 wire, 400a, 42 circuit | EA | 10310
262416002180 | 600a, 42 circuits | PB, 208/120v, main CB, 3 phase, 4 wire, 600a, 42 circuit | EA | 18703
262416002510 | 120/208v, flush, 3 ph., 4 wire, main only
262416002515 | 100a
262416002520 | 12 circuits | PB, 120/208v, flush, 3 ph, 4 wire, main, 100a, 12 circuit | EA | 1853
262416002540 | 20 circuits | PB, 120/208v, flush, 3 ph, 4 wire, main, 100a, 20 circuit | EA | 2481
262416002560 | 30 circuits | PB, 120/208v, flush, 3 ph, 4 wire, main, 100a, 30 circuit | EA | 3445
262416002610 | 400a
262416002620 | 30 circuits | PB, 120/208v, flush, 3 ph, 4 wire, main, 400a, 30 circuit | EA | 6834
262416002640 | 42 circuits | PB, 120/208v, flush, 3 ph, 4 wire, main, 400a, 42 circuit | EA | 9375
262416002680 | 600a, 42 circuits | PB, 120/208v, flush, 3 ph, 4 wire, main, 600a, 42 circuit | EA | 13913
262419000000 | MOTOR CONTROLS | MOTOR CONTROLS
262419000080 | Motor generator set, 3 phase, 480/277v, w/controls
262419000100 | 10kw | Motor gen set, 3 ph, 480/277v, w/controls, 10kw | EA | 15134
262419001020 | 15kw | Motor gen set, 3 ph, 480/277v, w/controls, 15kw | EA | 19195
262419001040 | 20kw | Motor gen set, 3 ph, 480/277v, w/controls, 20kw | EA | 21078
262419001100 | 40kw | Motor gen set, 3 ph, 480/277v, w/controls, 40kw | EA | 28951
262419001180 | 100kw | Motor gen set, 3 ph, 480/277v, w/controls, 100kw | EA | 43627
262419001240 | 200kw | Motor gen set, 3 ph, 480/277v, w/controls, 200kw | EA | 92653
262419001280 | 300kw | Motor gen set, 3 ph, 480/277v, w/controls, 300kw | EA | 114676
262419002010 | 2 pole, 230 volt starter, w/NEMA-1
262419002020 | 1 hp, 9a, size 00 | 2 pole, 230v starter, w/NEMA-1, 1 hp, 9 amp, size 00 | EA | 319
262419002040 | 2 hp, 18a, size 0 | 2 pole, 230v starter, w/NEMA-1, 2 hp, 18 amp, size 0 | EA | 345
262419002060 | 3 hp, 27a, size 1 | 2 pole, 230v starter, w/NEMA-1, 3 hp, 27 amp, size 1 | EA | 450
262419002080 | 5 hp, 45a, size 1p | 2 pole, 230v starter, w/NEMA-1, 5 hp, 45 amp, size 1p | EA | 450
262419002100 | 7-1/2 hp, 45a, size 2 | 2 pole, 230v starter, w/NEMA-1, 7-1/2 hp, 45a, size 2 | EA | 937
262419002120 | 15 hp, 90a, size 3 | 2 pole, 230v starter, w/NEMA-1, 15 hp, 90a, size 3 | EA | 1358
262500000000 | BASIC MATERIALS
262726800000 | RECEPTACLES | RECEPTACLES
262726800490 | Contractor grade duplex receptacles, 15a 120v
262726800510 | Duplex | Contractor grade duplex receptacles, 15a 120v | EA | 23.18
262726801000 | 125 volt, 20a, duplex, standard grade | 125 volt, 20a, duplex, ground type, std grade, ivory | EA | 38.28
262726801040 | Ground fault interrupter type | 125 volt, 20a, duplex, ground type, GFI | EA | 87.52
262726801520 | 250 volt, 20a, 2 pole, single, grounding type | 250 volt, 20a, 2 pole, single recept, ground type | EA | 50.05
262726801540 | 120/208v, 4 pole, single receptacle, twist lock
262726801560 | 20a | 120/208v, 4 pole, single receptacle, twist lock, 20a | EA | 70.93
262726801580 | 50a | 120/208v, 4 pole, single receptacle, twist lock, 50a | EA | 102
262726801590 | 125/250v, 3 pole, flush receptacle
262726801600 | 30a | 125/250v, 3 pole, flush receptacle, 30a | EA | 66.06
262726801620 | 50a | 125/250v, 3 pole, flush receptacle, 50a | EA | 74.24
262726801640 | 60a | 125/250v, 3 pole, flush receptacle, 60a | EA | 149
262726801660 | 277v, 20a, 2 pole, grounding type, twist lock | 277 volt, 20a, 2 pole, brown sngl, gr type, twist lock | EA | 39.84
262726802020 | Dryer receptacle, 250v, 30a/50a, 3 wire | Dryer receptacle, 250v, 30a/50a, 3 wire | EA | 57.16
262726802040 | Clock receptacle, 2 pole, grounding type | Clock receptacle, 2 pole, ground type | EA | 38.28
262726803000 | 125v, 20a single recept. grounding type
262726803010 | Standard grade | 125v, 20a single recept, gr type, std grade, ivory | EA | 39.76
262726803020 | Specification | 125v, 20a single recept, gr type, std grade, spec | EA | 43.64
262726803030 | Hospital | 125v, 20a single recept, gr type, std grade, hospital | EA | 44.56
262726803040 | Isolated ground orange | 125v, 20a single recept, gr, std, isolated gr orange | EA | 106
262726803045 | Duplex
262726803050 | Specification grade | 125v, 20a single recept, gr, dupl spec, ivory | EA | 39.76
262726803060 | Hospital | 125v, 20a single recept, gr, dupl spec, hospital | EA | 59.75
262726803070 | Isolated ground orange | 125v, 20a single recept, gr, dupl spec, gr orange | EA | 106
262726803100 | GFI hospital grade recepts, 20a, 125v, duplex | GFI hospital grade recepts, 20a, 125v, duplex gray | EA | 116
262800000000 | LOW-VOLTAGE CIRCUIT PROTECTIVE DEVICES
262813000000 | FUSES | FUSES
262813001000 | Fuse, one-time, 250v
262813001010 | 30a | Fuse, one-time, 250v, 30a | EA | 9.45
262813001020 | 60a | Fuse, one-time, 250v, 60a | EA | 12.37
262813001040 | 100a | Fuse, one-time, 250v, 100a | EA | 35.12
262813001060 | 200a | Fuse, one-time, 250v, 200a | EA | 77.65
262813001080 | 400a | Fuse, one-time, 250v, 400a | EA | 168
262813001100 | 600a | Fuse, one-time, 250v, 600a | EA | 284
262813001120 | 600v
262813001140 | 30a | Fuse, one-time, 600v, 30a | EA | 26.57
262813001160 | 60a | Fuse, one-time, 600v, 60a | EA | 39.17
262813001180 | 100a | Fuse, one-time, 600v, 100a | EA | 69.3
262813001200 | 200a | Fuse, one-time, 600v, 200a | EA | 176
262813001220 | 400a | Fuse, one-time, 600v, 400a | EA | 363
262816100000 | CIRCUIT BREAKERS | CIRCUIT BREAKERS
262816100950 | Molded case, 240v, 15-60a, bolt-on
262816101000 | 1 pole | CB, molded case, 240v, 15-60a, bolt-on, 1 pole | EA | 62.72
262816101060 | 2 pole | CB, molded case, 240v, 15-60a, bolt-on, 2 pole | EA | 114
262816101080 | 70-100a, 2 pole | CB, molded case, 240v, 70-100a, bolt-on, 2 pole | EA | 279
262816101100 | 15-60a, 3 pole | CB, molded case, 240v, 15-60a, bolt-on, 3 pole | EA | 312
262816101120 | 70-100a, 3 pole | CB, molded case, 240v, 70-100a, bolt-on, 3 pole | EA | 511
262816101980 | 480v, 2 pole
262816102000 | 15-60a | CB, molded case, 480v, 2 pole, 15-60a | EA | 594
262816102080 | 70-100a | CB, molded case, 480v, 2 pole, 70-100a | EA | 766
262816102090 | 3 pole
262816102100 | 15-60a | CB, molded case, 480v, 3 pole, 15-60a | EA | 766
262816102120 | 70-100a | CB, molded case, 480v, 3 pole, 70-100a | EA | 904
262816102140 | 70-225a | CB, molded case, 480v, 3 pole, 70-225a | EA | 1834
262816105000 | Load center circuit breakers, 240v
262816105010 | 1 pole, 10-60a | Load center CB, 240v, 1 pole, 10-60a | EA | 58.66
262816105015 | 2 pole
262816105020 | 10-60a | Load center CB, 240v, 2 pole, 10-60a | EA | 108
262816105030 | 70-100a | Load center CB, 240v, 2 pole, 70-100a | EA | 267
262816105040 | 110-150a | Load center CB, 240v, 2 pole, 110-150a | EA | 500
262816105045 | 3 pole
262816105050 | 10-60a | Load center CB, 240v, 3 pole, 10-60a | EA | 241
262816105060 | 70-100a | Load center CB, 240v, 3 pole, 70-100a | EA | 358
262816105065 | Load center, GFI breakers, 240v
262816105070 | 1 pole, 15-30a | Load center, GFI CB, 240v, 1 pole, 15-30a | EA | 276
262816105080 | 2 pole, 15-30a | Load center, GFI CB, 240v, 2 pole, 15-30a | EA | 475
262816105090 | Key operated breakers, 240v, 1 pole, 10-30a | Load center CB, key operated, 240v, 1 pole, 10-30a | EA | 185
262816105095 | Tandem breakers, 240v
262816105100 | 1 pole, 15-30a | Load center, tandem CB, 240v, 1 pole, 15-30a | EA | 95.19
262816105110 | 2 pole, 15-30a | Load center, tandem CB, 240v, 2 pole, 15-30a | EA | 154
262816105120 | Bolt-on, GFI breakers, 240v, 1 pole, 15-30a | Bolt-on, GFI CB, 240v, 1 pole, 15-30a | EA | 262
262816400000 | SWITCHES | SWITCHES
262816401080 | Fused interrupter load, 35kv, 20a
262816401100 | 1 pole | Switches, fused interrupter load, 35kv, 20a, 1 pole | EA | 41439
262816401120 | 2 pole | Switches, fused interrupter load, 35kv, 20a, 2 pole | EA | 44858
262816401250 | Weatherproof switch, including box & cover, 20a
262816401260 | 1 pole | Weatherproof switch, incl box & cover, 20a, 1 pole | EA | 44734
262816401280 | 2 pole | Weatherproof switch, incl box & cover, 20a, 2 pole | EA | 48171
262816405175 | Specification grade toggle switches, 20a, 120-277v
262816405180 | Single pole | Spec grade toggle switches, 20a, 120-277v, 1 pole | EA | 29.25
262816405190 | Double pole | Spec grade toggle switches, 20a, 120-277v, 2 pole | EA | 51.06
262816405200 | 3 way | Spec grade toggle switches, 20a, 120-277v, 3 way | EA | 47.92
262816405210 | 4 way | Spec grade toggle switches, 20a, 120-277v, 4 way | EA | 97.16
262816405495 | Switch plates, plastic ivory
262816405510 | 1 gang | Switch plates, plastic ivory, 1 gang | EA | 9.25
262816405520 | 2 gang | Switch plates, plastic ivory, 2 gang | EA | 12.58
262816405530 | 3 gang | Switch plates, plastic ivory, 3 gang | EA | 15.82
262816405540 | 4 gang | Switch plates, plastic ivory, 4 gang | EA | 23.82
262816405550 | 5 gang | Switch plates, plastic ivory, 5 gang | EA | 25.73
262816405560 | 6 gang | Switch plates, plastic ivory, 6 gang | EA | 29.63
262816405565 | Stainless steel
262816405570 | 1 gang | Stainless steel, 1 gang | EA | 16.13
262816405580 | 2 gang | Switch plates, stainless steel, 2 gang | EA | 21.25
262816405590 | 3 gang | Switch plates, stainless steel, 3 gang | EA | 29.45
262816405600 | 4 gang | Switch plates, stainless steel, 4 gang | EA | 43.59
262816405610 | 5 gang | Switch plates, stainless steel, 5 gang | EA | 50.11
262816405620 | 6 gang | Switch plates, stainless steel, 6 gang | EA | 60.51
262816405625 | Brass
262816405630 | 1 gang | Switch plates, brass, 1 gang | EA | 22.88
262816405640 | 2 gang | Switch plates, brass, 2 gang | EA | 41.67
262816405650 | 3 gang | Switch plates, brass, 3 gang | EA | 61.15
262816405660 | 4 gang | Switch plates, brass, 4 gang | EA | 70.68
262816405670 | 5 gang | Switch plates, brass, 5 gang | EA | 85.47
262816405680 | 6 gang | Switch plates, brass, 6 gang | EA | 102
262816600000 | SAFETY SWITCHES | SAFETY SWITCHES
262816600080 | Fused, 3 phase, 30 amp, 600v, heavy duty
262816601010 | NEMA 1 | SS, fused, 3 phase, 600v, heavy duty, 30 amp, NEMA 1 | EA | 483
262816601020 | NEMA 3r | SS, fused, 3 phase, 600v, heavy duty, 30 amp, NEMA 3r | EA | 946
262816601040 | NEMA 4 | SS, fused, 3 phase, 600v, heavy duty, 30 amp, NEMA 4 | EA | 2480
262816601060 | NEMA 12 | SS, fused, 3 phase, 600v, heavy duty, 30 amp, NEMA 12 | EA | 919
262816601070 | 60a
262816601080 | NEMA 1 | SS, fused, 3 phase, 600v, heavy duty, 60 amp, NEMA 1 | EA | 631
262816601100 | NEMA 3r | SS, fused, 3 phase, 600v, heavy duty, 60 amp, NEMA 3r | EA | 1093
262816601120 | NEMA 4 | SS, fused, 3 phase, 600v, heavy duty, 60 amp, NEMA 4 | EA | 2716
262816601140 | NEMA 12 | SS, fused, 3 phase, 600v, heavy duty, 60 amp, NEMA 12 | EA | 1057
262816601150 | 100a
262816601160 | NEMA 1 | SS, fused, 3 phase, 600v, heavy duty, 100 amp, NEMA 1 | EA | 1047
262816601200 | NEMA 3r | SS, fused, 3 phase, 600v, heavy duty, 100 amp, NEMA 3r | EA | 1697
262816601220 | NEMA 4 | SS, fused, 3 phase, 600v, heavy duty, 100 amp, NEMA 4 | EA | 5632
262816601240 | NEMA 12 | SS, fused, 3 phase, 600v, heavy duty, 100 amp, NEMA 12 | EA | 1579
262816601250 | 200a
262816601260 | NEMA 1 | SS, fused, 3 phase, 600v, heavy duty, 200 amp, NEMA 1 | EA | 1550
262816601280 | NEMA 3r | SS, fused, 3 phase, 600v, heavy duty, 200 amp, NEMA 3r | EA | 2357
262816601300 | NEMA 4 | SS, fused, 3 phase, 600v, heavy duty, 200 amp, NEMA 4 | EA | 7413
262816601320 | NEMA 12 | SS, fused, 3 phase, 600v, heavy duty, 200 amp, NEMA 12 | EA | 2311
262816602000 | Non-fused, 240-600v, heavy duty, 3 phase, 30 amp
262816602020 | NEMA 1 | SS, non-fused, 240-600v, hd, 3 phase, 30 amp, NEMA 1 | EA | 375
262816602040 | NEMA 3r | SS, non-fused, 240-600v, hd, 3 phase, 30 amp, NEMA 3r | EA | 532
262816602060 | NEMA 4 | SS, non-fused, 240-600v, hd, 3 phase, 30 amp, NEMA 4 | EA | 1815
262816602080 | NEMA 12 | SS, non-fused, 240-600v, hd, 3 phase, 30 amp, NEMA 12 | EA | 673
262816602090 | 60a
262816602100 | NEMA1 | SS, non-fused, 240-600v, hd, 3 phase, 60 amp, NEMA 1 | EA | 462
262816602120 | NEMA 3r | SS, non-fused, 240-600v, hd, 3 phase, 60 amp, NEMA 3r | EA | 739
262816602140 | NEMA 4 | SS, non-fused, 240-600v, hd, 3 phase, 60 amp, NEMA 4 | EA | 1953
262816602160 | NEMA 12 | SS, non-fused, 240-600v, hd, 3 phase, 60 amp, NEMA 12 | EA | 772
262816602170 | 100a
262816602180 | NEMA 1 | SS, non-fused, 240-600v, hd, 3 phase, 100 amp, NEMA 1 | EA | 732
262816602200 | NEMA 3r | SS, non-fused, 240-600v, hd, 3 phase, 100 amp, NEMA 3r | EA | 1047
262816602220 | NEMA 4 | SS, non-fused, 240-600v, hd, 3 phase, 100 amp, NEMA 4 | EA | 3843
262816602240 | NEMA 12 | SS, non-fused, 240-600v, hd, 3 phase, 100 amp, NEMA 12 | EA | 1097
262816602260 | 200a, NEMA 1 | SS, non-fused, 240-600v, hd, 3 phase, 200 amp, NEMA 1 | EA | 1107
262816602680 | 600a, NEMA 12 | SS, non-fused, 240-600v, hd, 3 phase, 600 amp, NEMA 12 | EA | 5996
262816800000 | SAFETY SWITCHES, HEAVY DUTY | SAFETY SWITCHES
262816800980 | Safety switch, 600v, 3 pole, heavy duty, NEMA-1
262816801000 | 30a | Safety switch, 600v, 3 pole, heavy duty, NEMA-1, 30a | EA | 419
262816801020 | 60a | Safety switch, 600v, 3 pole, heavy duty, NEMA-1, 60a | EA | 539
262816801040 | 100a | Safety switch, 600v, 3 pole, heavy duty, NEMA-1, 100a | EA | 971
262816801100 | 200a | Safety switch, 600v, 3 pole, heavy duty, NEMA-1, 200a | EA | 1520
262816801120 | 400a | Safety switch, 600v, 3 pole, heavy duty, NEMA-1, 400a | EA | 3812
262816801140 | 600a | Safety switch, 600v, 3 pole, heavy duty, NEMA-1, 600a | EA | 6590
262816801160 | 800a | Safety switch, 600v, 3 pole, heavy duty, NEMA-1, 800a | EA | 14132
262816801200 | 1200a | Safety switch, 600v, 3 pole, heavy duty, NEMA-1, 1200a | EA | 17673
262816900000 | TRANSFER SWITCHES | TRANSFER SWITCHES
262816900980 | Automatic transfer switch 600v, 3 pole
262816901000 | 30a | Automatic transfer switch 600 v, 3 pole, 30a | EA | 3436
262816901040 | 100a | Automatic transfer switch 600 v, 3 pole, 100a | EA | 4564
262816901140 | 400a | Automatic transfer switch 600 v, 3 pole, 400a | EA | 10229
262816901180 | 800a | Automatic transfer switch 600 v, 3 pole, 800a | EA | 18807
262816901220 | 1200a | Automatic transfer switch 600 v, 3 pole, 1200a | EA | 30253
262816901280 | 2600a | Automatic transfer switch 600 v, 3 pole, 2600a | EA | 77421
263200000000 | POWER GENERATION
263200100000 | GENERATORS | GENERATORS
263200100980 | Diesel generator, with auto transfer switch
263200101040 | 50kw | Diesel generator, w/auto transfer switch, 50kw | EA | 52955
263200101220 | 125kw | Diesel generator, w/auto transfer switch, 125kw | EA | 80127
263200101320 | 300kw | Diesel generator, w/auto transfer switch, 300kw | EA | 133128
263200101500 | 750kw | Diesel generator, w/auto transfer switch, 750kw | EA | 378620
263300000000 | BATTERY EQUIPMENT
263353000000 | UNINTERRUPTIBLE POWER | UNINTERRUPTIBLE POWER
263353001010 | Uninterruptible power systems, (UPS), 3 kva | Uninterruptible power systems, (U.P.S.) | EA | 12460
263353001020 | 5 kva | Uninterruptible power systems, (U.P.S.), 5 kva | EA | 14189
263353001030 | 7.5 kva | Uninterruptible power systems, (U.P.S.), 7.5 kva | EA | 17313
263353001040 | 10 kva | Uninterruptible power systems, (U.P.S.), 10 kva | EA | 21849
263353001050 | 15 kva | Uninterruptible power systems, (U.P.S.), 15 kva | EA | 25854
263353001060 | 20 kva | Uninterruptible power systems, (U.P.S.), 20 kva | EA | 35105
263353001070 | 25 kva | Uninterruptible power systems, (U.P.S.), 25 kva | EA | 44336
263353001080 | 30 kva | Uninterruptible power systems, (U.P.S.), 30 kva | EA | 45739
263353001090 | 35 kva | Uninterruptible power systems, (U.P.S.), 35 kva | EA | 48461
263353001100 | 40 kva | Uninterruptible power systems, (U.P.S.), 40 kva | EA | 52473
263353001110 | 45 kva | Uninterruptible power systems, (U.P.S.), 45 kva | EA | 55182
263353001120 | 50 kva | Uninterruptible power systems, (U.P.S.), 50 kva | EA | 59197
263353001130 | 62.5 kva | Uninterruptible power systems, (U.P.S.), 62.5 kva | EA | 69841
263353001140 | 75 kva | Uninterruptible power systems, (U.P.S.), 75 kva | EA | 80577
263353001150 | 100 kva | Uninterruptible power systems, (U.P.S.), 100 kva | EA | 106778
263353001160 | 150 kva | Uninterruptible power systems, (U.P.S.), 150 kva | EA | 161705
263353001170 | 200 kva | Uninterruptible power systems, (U.P.S.), 200 kva | EA | 214408
263353001180 | 300 kva | Uninterruptible power systems, (U.P.S.), 300 kva | EA | 320775
263353001190 | 400 kva | Uninterruptible power systems, (U.P.S.), 400 kva | EA | 477596
263353001200 | 500 kva | Uninterruptible power systems, (U.P.S.), 500 kva | EA | 596706
264100000000 | FACILITY LIGHTNING PROTECTION
264113000000 | LIGHTNING PROTECTION | LIGHTNING PROTECTION
264113000100 | Lightning protection
264113000980 | Copper point, nickel plated, 12'
264113001000 | 1/2" dia. | Lightning protecn, copper pnt, nickel plt, 12', 1/2"D | EA | 173
264113001020 | 5/8" dia. | Lightning protecn, copper pnt, nickel plt, 12', 5/8"D | EA | 182
265100000000 | LIGHTING
265110100000 | INTERIOR LIGHTING | INTERIOR LIGHTING
265110100010 | Recessed fluorescent fixtures, 2'x2'
265110100015 | 2 lamp | Recessed fluorescent fixtures, 2'x2', 2 lamp | EA | 186
265110100020 | 4 lamp | Recessed fluorescent fixtures, 2'x2', 4 lamp | EA | 224
265110100030 | 2 lamp w/flange | Recessed fluorescent fixtures, 2'x2', 2 lamp w/flang | EA | 242
265110100040 | 4 lamp w/flange | Recessed fluorescent fixtures, 2'x2', 4 lamp w/flang | EA | 273
265110100045 | 1'x4'
265110100050 | 2 lamp | Recessed fluorescent fixtures, 1'x4', 2 lamp | EA | 181
265110100060 | 3 lamp | Recessed fluorescent fixtures, 1'x4', 3 lamp | EA | 223
265110100070 | 2 lamp w/flange | Recessed fluorescent fixtures, 1'x4', 2 lamp w/flang | EA | 214
265110100080 | 3 lamp w/flange | Recessed fluorescent fixtures, 1'x4', 3 lamp w/flang | EA | 260
265110100085 | 2'x4'
265110100090 | 2 lamp | Recessed fluorescent fixtures, 2'x4', 2 lamp | EA | 214
265110100100 | 3 lamp | Recessed fluorescent fixtures, 2'x4', 3 lamp | EA | 244
265110100110 | 4 lamp | Recessed fluorescent fixtures, 2'x4', 4 lamp | EA | 229
265110100120 | 2 lamp w/flange | Recessed fluorescent fixtures, 2'x4', 2 lamp w/flang | EA | 273
265110100130 | 3 lamp w/flange | Recessed fluorescent fixtures, 2'x4', 3 lamp w/flang | EA | 288
265110100131 | 4 lamp w/flange | Recessed fluorescent fixtures, 2'x4', 4 lamp w/flang | EA | 282
265110100132 | 4'x4'
265110100133 | 4 lamp | Recessed fluorescent fixtures, 4'x4', 4 lamp | EA | 639
265110100134 | 6 lamp | Recessed fluorescent fixtures, 4'x4', 6 lamp | EA | 736
265110100135 | 8 lamp | Recessed fluorescent fixtures, 4'x4', 8 lamp | EA | 784
265110100136 | 4 lamp w/flange | Recessed fluorescent fixtures, 4'x4', 4 lamp w/flang | EA | 818
265110100137 | 6 lamp w/flange | Recessed fluorescent fixtures, 4'x4', 6 lamp w/flang | EA | 973
265110100138 | 8 lamp, w/flange | Recessed fluorescent fixtures, 4'x4', 8 lamp, w/flan | EA | 1071
265110100140 | 4 lamp w/flange | Recessed fluorescent fixtures, 2'x4', 4 lamp w/flang | EA | 288
265110100141 | Recessed, prismatic
265110100142 | 1'x2' | Recessed LED fixtures, Prismatic, 1'x2' | EA | 221
265110100143 | 1'x4' | Recessed LED fixtures, Prismatic, 1'x4' | EA | 232
265110100144 | 2'x2' | Recessed LED fixtures, Prismatic, 2'x2' | EA | 247
265110100146 | Volumetric
265110100147 | 1'x2' | Recessed LED fixtures, Volumetric, 1'x2' | EA | 237
265110100148 | 1'x4' | Recessed LED fixtures, Volumetric, 1'x4' | EA | 248
265110100149 | 2'x2' | Recessed LED fixtures, Volumetric, 2'x2' | EA | 264
265110100150 | 4 lamp | Recessed fluorescent fixtures, 4'x4', 4 lamp | EA | 657
265110100151 | 2'x4' | Recessed LED fixtures, Volumetric, 2'x4' | EA | 297
265110100152 | Architectural
265110100153 | 1'x2' | Recessed LED fixtures, Architectural, 1'x2' | EA | 254
265110100154 | 1'x4' | Recessed LED fixtures, Architectural, 1'x4' | EA | 276
265110100155 | 2'x2' | Recessed LED fixtures, Architectural, 2'x2' | EA | 291
265110100156 | 2'x4' | Recessed LED fixtures, Architectural, 2'x4' | EA | 324
265110100161 | Low bay fixtures
265110100162 | 4' long, minimum | Low bay light fixtures, LED,4' long, min. | EA | 248
265110100163 | Maximum | Low bay light fixtures, LED, 4' long, max. | EA | 379
265110100164 | 8' long, minimum | Low bay light fixtures, LED, 8' long, min. | EA | 281
265110100165 | Maximum | Low bay light fixtures, LED, 8' long, max. | EA | 407
265110100171 | Average | LED strip lights, avg. | EA | 248
265110100172 | Maximum | LED strip lights, max. | EA | 359
265110100173 | Add for power source/driver | LED strip lights, Add for power source/driver | EA | 214
265110100205 | Surface mounted incandescent fixtures
265110100210 | 40w | Surface mounted incandescent fixtures, 40w | EA | 236
265110100220 | 75w | Surface mounted incandescent fixtures, 75w | EA | 240
265110100230 | 100w | Surface mounted incandescent fixtures, 100w | EA | 258
265110100240 | 150w | Surface mounted incandescent fixtures, 150w | EA | 319
265110100241 | Pendant, LED, minimum | Pendant light, LED, min. | EA | 179
265110100242 | Average | Pendant light, LED, avg. | EA | 248
265110100243 | Maximum | Pendant light, LED, max. | EA | 379
265110100245 | Pendant
265110100250 | 40w | Surface mounted incandescent fixtures, pendant, 40w | EA | 219
265110100260 | 75w | Surface mounted incandescent fixtures, pendant, 75w | EA | 234
265110100270 | 100w | Surface mounted incandescent fixtures, pendant, 100w | EA | 255
265110100280 | 150w | Surface mounted incandescent fixtures, pendant, 150w | EA | 275
265110100287 | Recessed incandescent fixtures
265110100290 | 40w | Recessed lighting, 40w | EA | 387
265110100300 | 75w | Recessed lighting, 75w | EA | 406
265110100310 | 100w | Recessed lighting, 100w | EA | 425
265110100311 | 150w | Recessed lighting, 150w | EA | 435
265110100315 | Down lights, fluorescent, minimum | Down lights, fluorescent, min. | EA | 96.92
265110100316 | Average | Down lights, fluorescent, avg. | EA | 122
265110100317 | Maximum | Down lights, fluorescent, max. | EA | 170
265110100321 | LED Down lights, minimum | LED Down lights, min. | EA | 113
265110100322 | Average | LED Down lights, avg. | EA | 166
265110100323 | Maximum | LED Down lights, max. | EA | 269
265110100324 | For vandal resistant, add to material $400 | Vandal resist downlight', add to material $400 | EA
265110100325 | Exit lights, 120v
265110100330 | Recessed | Exit lights, 120v, recessed | EA | 207
265110100340 | Back mount | Exit lights, 120v, back mount | EA | 200
265110100350 | Universal mount | Exit lights, 120v, universal mount | EA | 206
265110100351 | Single face | Exit sign, LED, single face | EA | 201
265110100353 | With battery backup | Exit sign, LED, single face, with battery backup | EA | 212
265110100355 | Double face | Exit sign, LED, double face | EA | 212
265110100357 | With battery backup | Exit sign, LED, double face, with battery backup | EA | 223
265110100360 | Emergency battery units, 6v-120v, 50 unit | Emergency battery units, 6v-120v, 50 unit | EA | 425
265110100370 | With 1 head | Emergency battery units, 6v-120v, 50 unit, w/1 head | EA | 464
265110100380 | With 2 heads | Emergency battery units, 6v-120v, 50 unit, w/2 heads | EA | 502
265110100383 | LED lights with battery backup
265110100385 | 2 heads | Emergency battery units, LED, 2 heads | EA | 255
265110100387 | 3 heads | Emergency battery units, LED, 3 heads | EA | 266
265110100395 | Light track single circuit
265110100400 | 2' | Light track single circuit, 2' | EA | 119
265110100410 | 4' | Light track single circuit, 4' | EA | 131
265110100420 | 8' | Light track single circuit, 8' | EA | 212
265110100430 | 12' | Light track single circuit, 12' | EA | 310
265110100595 | Fixtures, square
265110100600 | R-20 | Light track, fixtures, square, R-20 | EA | 83.32
265110100610 | R-30 | Light track, fixtures, square, R-30 | EA | 121
265110100660 | Mini spot | Light track, fixtures, square, mini spot | EA | 79.95
265140100000 | INDUSTRIAL LIGHTING | INDUSTRIAL LIGHTING
265140100100 | Surface mounted fluorescent, wrap around lens
265140100110 | 1 lamp | Surface mounted, wrap around lens, 1 lamp | EA | 220
265140100120 | 2 lamps | Surface mounted, wrap around lens, 2 lamps | EA | 286
265140100140 | 4 lamps | Surface mounted, wrap around lens, 4 lamps | EA | 314
265140100250 | Wall mounted fluorescent
265140100300 | 2-20w lamps | Wall mounted fluorescent, 2-20w lamps | EA | 193
265140100320 | 2-30w lamps | Wall mounted fluorescent, 2-30w lamps | EA | 211
265140100340 | 2-40w lamps | Wall mounted fluorescent, 2-40w lamps | EA | 230
265140100350 | Indirect, with wood shielding, 2049w lamps
265140100360 | 4' | Indir, w/wood shield, 2-40w lamps, 4' | EA | 266
265140100380 | 8' | Indir, w/wood shield, 2-40w lamps, 8' | EA | 378
265140100390 | Industrial fluorescent, 2 lamp
265140100400 | 4' | Industrial fluorescent, 2 lamp, 4' | EA | 184
265140100420 | 8' | Industrial fluorescent, 2 lamp, 8' | EA | 310
265140100490 | Strip fluorescent
265140100510 | 4'
265140100520 | 1 lamp | Strip fluorescent, 4', 1 lamp | EA | 138
265140100540 | 2 lamps | Strip fluorescent, 4', 2 lamps | EA | 153
265140100550 | 8'
265140100560 | 1 lamp | Strip fluorescent, 8', 1 lamp | EA | 176
265140100580 | 2 lamps | Strip fluorescent, 8', 2 lamps | EA | 243
265140100640 | Wire guard for strip fixture, 4' long | Wire guard for strip fixture, 4' long | EA | 51.81
265140100660 | Strip fluorescent, 8' long, two 4' lamps | Strip fluorescent, 8'long, 2 tandem mount 4'lamps | EA | 349
265140100680 | With four 4' lamps | Strip fluorescent, 8'long, 4 tandem mount 4'lamps | EA | 429
265140100690 | Wet location fluorescent, plastic housing
265140100695 | 4' long
265140100700 | 1 lamp | Wet location fluor, plastic housing, 4', 1 lamp | EA | 229
265140100720 | 2 lamps | Wet location fluor, plastic housing, 4', 2 lamps | EA | 323
265140100730 | 8' long
265140100740 | 2 lamps | Wet location fluor, plastic housing, 8'long, 2 lamps | EA | 482
265140100760 | 4 lamps | Wet location fluor, plastic housing, 8'long, 4 lamps | EA | 601
265140101000 | Parabolic troffer, 2'x2'
265140101020 | With 2 U lamps | Parabolic troffer, 2'x2', with 2 "U" lamps | EA | 248
265140101060 | With 3 U lamps | Parabolic troffer, 2'x2', with 3 "U" lamps | EA | 290
265140101080 | 2'x4'
265140101100 | With 2 40w lamps | Parabolic troffer, 2'x4', with 2 40w lamps | EA | 290
265140101120 | With 3 40w lamps | Parabolic troffer, 2'x4', with 3 40w lamps | EA | 309
265140101140 | With 4 40w lamps | Parabolic troffer, 2'x4', with 4 40w lamps | EA | 316
265140101180 | 1'x4'
265140101220 | With 1 T-12 lamp, 9 cell | Parabolic troffer, 1'x4', with 1 T-12 lamp, 9 cell | EA | 164
265140101240 | With 2 T-12 lamps | Parabolic troffer, 1'x4', with 2 T-12 lamps, 9 cell | EA | 192
265140101260 | With 1 T-12 lamp, 20 cell | Parabolic troffer, 1'x4', with 1 T-12 lamp, 20 cell | EA | 176
265140101280 | With 2 T-12 lamps | Parabolic troffer, 1'x4', with 2 T-12 lamps, 20 cell | EA | 203
265140101480 | Steel sided surface fluorescent, 2'x4'
265140101500 | 3 lamps | Steel sided surface fluorescent, 2'x 4', 3 lamps | EA | 309
265140101520 | 4 lamps | Steel sided surface fluorescent, 2'x 4', 4 lamps | EA | 336
265140102100 | Outdoor sign fluor., 1 lamp, remote ballast
265140102120 | 4' long | Outdoor sign fluor, 1 lamp, remote ballast, 4' long | EA | 4222
265140102140 | 6' long | Outdoor sign fluor, 1 lamp, remote ballast, 6' long | EA | 5151
265140102620 | Recess mounted, commercial, 2'x2', 13" high
265140102640 | 100w | Recess mounted, commercial, 2'x 2' 13" high, 100w | EA | 1611
265140102660 | 250w | Recess mounted, commercial, 2'x 2' 13" high, 250w | EA | 1780
265140103120 | High pressure sodium, hi-bay open
265140103140 | 400w | High pressure sodium, hi-bay open, 400w | EA | 872
265140103160 | 1000w | High pressure sodium, hi-bay open, 1000w | EA | 1442
265140103170 | Enclosed
265140103180 | 400w | High pressure sodium, hi-bay enclosed, 400w | EA | 1372
265140103200 | 1000w | High pressure sodium, hi-bay enclosed, 1000w | EA | 1866
265140103210 | Metal halide hi-bay, open
265140103220 | 400w | Metal halide hi-bay, open, 400w | EA | 608
265140103240 | 1000w | Metal halide hi-bay, open, 1000w | EA | 1127
265140103250 | Enclosed
265140103260 | 400w | Metal halide hi-bay, enclosed, 400w | EA | 1219
265140103280 | 1000w | Metal halide hi-bay, enclosed, 1000w | EA | 1237
265140103500 | High pressure sodium, low-bay surface mounted
265140103520 | 100w | High pressure sodium, low bay, surface mounted, 100w | EA | 457
265140103540 | 150w | High pressure sodium, low bay, surface mounted, 150w | EA | 506
265140103560 | 250w | High pressure sodium, low bay, surface mounted, 250w | EA | 571
265140103580 | 400w | High pressure sodium, low bay, surface mounted, 400w | EA | 713
265140103590 | Metal halide, low-bay, pendant mounted
265140103600 | 175w | Metal halide, low bay, pendant mounted, 175w | EA | 702
265140103620 | 250w | Metal halide, low bay, pendant mounted, 250w | EA | 936
265140103660 | 400w | Metal halide, low bay, pendant mounted, 400w | EA | 1062
265140104000 | Indirect luminaire, square, metal halide, freestanding
265140104020 | 175w | Indir luminare, sq, metal halide, freestand, 175w | EA | 797
265140104040 | 250w | Indir luminare, sq, metal halide, freestand, 250w | EA | 857
265140104060 | 400w | Indir luminare, sq, metal halide, freestand, 400w | EA | 883
265140104070 | High pressure sodium
265140104080 | 150w | Indir luminare, sq, high pressure sodium, 150w | EA | 860
265140104100 | 250w | Indir luminare, sq, high pressure sodium, 250w | EA | 913
265140104120 | 400w | Indir luminare, sq, high pressure sodium, 400w | EA | 996
265140104125 | Round, metal halide
265140104140 | 175w | Indir luminare, round, metal halide, 175w | EA | 976
265140104160 | 250w | Indir luminare, round, metal halide, 250w | EA | 1007
265140104180 | 400w | Indir luminare, round, metal halide, 400w | EA | 1049
265140104190 | High pressure sodium
265140104200 | 150w | Indir luminare, round, high pressure sodium, 150w | EA | 934
265140104220 | 250w | Indir luminare, round, high pressure sodium, 250w | EA | 1070
265140104240 | 400w | Indir luminare, round, high pressure sodium, 400w | EA | 1112
265140104250 | Wall mounted, metal halide
265140104260 | 175w | Indir luminare, wall mounted, metal halide, 175w | EA | 640
265140104280 | 250w | Indir luminare, wall mounted, metal halide, 250w | EA | 633
265140104300 | 400w | Indir luminare, wall mounted, metal halide, 400w | EA | 744
265140104310 | High pressure sodium
265140104320 | 150w | Indir luminare, wall mounted, hi pres sodium, 150w | EA | 613
265140104340 | 250w | Indir luminare, wall mounted, hi pres sodium, 250w | EA | 633
265140104360 | 400w | Indir luminare, wall mounted, hi pres sodium, 400w | EA | 719
265140104480 | Wall pack lithonia, high pressure sodium
265140104500 | 35w | Wall pack lithonia, high pressure sodium, 35w | EA | 183
265140104520 | 55w | Wall pack lithonia, high pressure sodium, 55w | EA | 219
265140104540 | 150w | Wall pack lithonia, high pressure sodium, 150w | EA | 458
265140104560 | 250w | Wall pack lithonia, high pressure sodium, 250w | EA | 490
265140104570 | Low pressure sodium
265140104580 | 35w | Wall pack lithonia, low pressure sodium, 35w | EA | 671
265140104600 | 55w | Wall pack lithonia, low pressure sodium, 55w | EA | 873
265140104610 | Wall pack hubbell, high pressure sodium
265140104620 | 35w | Wall pack hubbell, high pressure sodium, 35w | EA | 495
265140104640 | 150w | Wall pack hubbell, high pressure sodium, 150w | EA | 674
265140104660 | 250w | Wall pack hubbell, high pressure sodium, 250w | EA | 829
265140104700 | Compact fluorescent
265140104720 | 2-7w | Compact flourescent, 2-7w | EA | 153
265140104740 | 2-13w | Compact flourescent, 2-13w | EA | 195
265140104760 | 1-18w | Compact flourescent, 1-18w | EA | 205
265140106000 | Handball & racquet ball court, 2'x2', metal halide
265140106020 | 250w | Handball court, 2'x2', metal halide, 250w | EA | 1135
265140106040 | 400w | Handball court, 2'x2', metal halide, 400w | EA | 1337
265140106060 | High pressure sodium
265140106080 | 250w | Handball court, 2'x2', high pressure sodium, 250w | EA | 1223
265140106100 | 400w | Handball court, 2'x2', high pressure sodium, 400w | EA | 1337
265140106120 | Bollard light, 42" w/found., high pressure sodium
265140106160 | 70w | Bollard light, 42" high w/foundation, hp sodium, 70w | EA | 1738
265140106180 | 100w | Bollard light, 42" high w/foundation, hp sodium, 100w | EA | 1774
265140106200 | 150w | Bollard light, 42" high w/foundation, hp sodium, 150w | EA | 1791
265140108000 | Light fixture lamps
265140108010 | Lamp
265140108020 | 20w med. bi-pin base, cool white, 24" | Lamp, 20w med bipin base, cool white, 24" | EA | 26.94
265140108040 | 30w cool white, rapid start, 36" | Lamp, 30w cool white, rapid start, 36" | EA | 30.09
265140108060 | 40w cool white U, 3" | Lamp, 40w cool white "U", 3" | EA | 47.85
265140108080 | 40w cool white, rapid start, 48" | Lamp, 40w cool white, rapid start, 48" | EA | 29.06
265140108100 | 70w high pressure sodium, mogul base | Lamp, 70w high pressure sodium, mogul base | EA | 128
265140108120 | 75w slimline, 96" | Lamp, 75w slimline, 96" | EA | 52.9
265140108130 | 100w
265140108140 | Incandescent, 100a, inside frost | Lamp, 100w, incandescent, 100a, inside frost | EA | 16.01
265140108160 | Mercury vapor, clear, mogul base | Lamp, 100w, mercury vapor, clear, mogul base | EA | 118
265140108180 | High pressure sodium, mogul base | Lamp, 100w, high pressure sodium, mogul base | EA | 170
265140108190 | 150w
265140108200 | Par 38 flood or spot, incandescent | Lamp, 150w, par 38 flood or spot, incandescent | EA | 43.31
265140108220 | High pressure sodium, 1/2 mogul base | Lamp, 150w, high pressure sodium, 1/2 mogul base | EA | 152
265140108230 | 175w
265140108240 | Mercury vapor, clear, mogul base | Lamp, 175w, mercury vapor, clear, mogul base | EA | 80.04
265140108260 | Metal halide, clear, mogul base | Lamp, 175w, mercury halide, clear, mogul base | EA | 140
265140108270 | High pressure sodium, mogul base | Lamp, 175w, High pressure sodium, mogul base | EA | 152
265140108530 | 250w
265140108540 | Mercury vapor, clear, mogul base | Lamp, 250w, mercury vapor, clear, mogul base | EA | 103
265140108560 | Metal halide, clear, mogul base | Lamp, 250w, metal halide, clear, mogul base | EA | 140
265140108580 | High pressure sodium, mogul base | Lamp, 250w, high pressure sodium, mogul base | EA | 161
265140108590 | 400w
265140108600 | Mercury vapor, clear, mogul base | Lamp, 400w mercury vapor, clear, mogul base | EA | 111
265140108620 | Metal halide, clear, mogul base | Lamp, 400w, metal halide, clear, mogul base | EA | 140
265140108640 | High pressure sodium, mogul base | Lamp, 400w, high pressure sodium, mogul base | EA | 165
265140108650 | 1000w
265140108660 | Mercury vapor, clear, mogul base | Lamp, 1000w mercury vapor, clear, mogul base | EA | 241
265140108680 | High pressure sodium, mogul base | Lamp, 1000w, high pressure sodium, mogul base | EA | 409
265600000000 | EXTERIOR LIGHTING
265600300000 | EXTERIOR LIGHTING | EXTERIOR LIGHTING
265600301200 | Exterior light fixtures
265600301210 | Rectangle, high pressure sodium
265600301220 | 70w | Ext, rectangle, high pressure sodium, 70w | EA | 755
265600301240 | 100w | Ext, rectangle, high pressure sodium, 100w | EA | 782
265600301260 | 150w | Ext, rectangle, high pressure sodium, 150w | EA | 819
265600301280 | 250w | Ext, rectangle, high pressure sodium, 250w | EA | 1030
265600301300 | 400w | Ext, rectangle, high pressure sodium, 400w | EA | 1196
265600301310 | Flood, rectangular, high pressure sodium
265600301320 | 70w | Ext, flood, rectangular, high pressure sodium, 70w | EA | 698
265600301340 | 100w | Ext, flood, rectangular, high pressure sodium, 100w | EA | 778
265600301360 | 150w | Ext, flood, rectangular, high pressure sodium, 150w | EA | 741
265600301400 | 400w | Ext, flood, rectangular, high pressure sodium, 400w | EA | 951
265600301420 | 1000w | Ext, flood, rectangular, high pressure sodium, 1000w | EA | 1444
265600301430 | Round
265600301440 | 400w | Ext, flood, round, high pressure sodium, 400w | EA | 1462
265600301460 | 1000w | Ext, flood, round, high pressure sodium, 1000w | EA | 2184
265600301470 | Round, metal halide
265600301480 | 400w | Ext, flood, round, metal halide, 400w | EA | 1370
265600301500 | 1000w | Ext, flood, round, metal halide, 1000w | EA | 1971
265600301980 | Light fixture arms, cobra head, 6', high press. sodium
265600302000 | 100w | Light fixture arms, cobra head, 6', hp sodium, 100w | EA | 758
265600302021 | 150w | Light fixture arms, cobra head, 6', hp sodium, 150w | EA | 1131
265600302060 | 250w | Light fixture arms, cobra head, 6', hp sodium, 250w | EA | 1168
265600302080 | 400w | Light fixture arms, cobra head, 6', hp sodium, 400w | EA | 1243
265600302090 | Flood, metal halide
265600302100 | 400w | Exterior, flood, metal halide, 400w | EA | 1270
265600302120 | 1000w | Exterior, flood, metal halide, 1000w | EA | 1705
265600306260 | 1500w | Exterior, flood, metal halide, 1500w | EA | 2184
265600306270 | Mercury vapor
265600306280 | 250w | Exterior, flood, mercury vapor, 250w | EA | 884
265600306300 | 400w | Exterior, flood, mercury vapor, 400w | EA | 1034
265600306360 | Incandescent
265600306380 | 300w | Exterior, flood, incandescent, 300w | EA | 319
265600306410 | 500w | Exterior, flood, incandescent, 500w | EA | 456
265600306420 | 1000w | Exterior, flood, incandescent, 1000w | EA | 608
265600400000 | ENERGY EFFICIENT EXTERIOR LIGHTING | ENERGY EFFICIENT EXTERIOR LIGHTING
265600401000 | Solar Powered, LED area light, 100 Watt, Zone 4
265600401010 | Minimum | Energy Eff Exterior Lighting, solar, LED area light, 100 W, Zone 4, minimum | EA | 1927
265600401020 | Average | Energy Eff Exterior Lighting, solar, LED area light, 100 W, Zone 4, average | EA | 2164
265600401030 | Maximum | Energy Eff Exterior Lighting, solar, LED area light, 100 W, Zone 4, maximum | EA | 2387
265600401040 | Zone 2
265600401050 | Minimum | Energy Eff Exterior Lighting, solar, LED area light, 100 W, Zone 2, minimum | EA | 2490
265600401060 | Average | Energy Eff Exterior Lighting, solar, LED area light, 100 W, Zone 2, average | EA | 2612
265600401070 | Maximum | Energy Eff Exterior Lighting, solar, LED area light, 100 W, Zone 2, maximum | EA | 2750
265600401080 | Zone 4DD
265600401090 | Minimum | Energy Eff Exterior Lighting, solar, LED area light, 100 W, Zone 4DD, minimum | EA | 2835
265600401100 | Average | Energy Eff Exterior Lighting, solar, LED area light, 100 W, Zone 4DD, average | EA | 3057
265600401110 | Maximum | Energy Eff Exterior Lighting, solar, LED area light, 100 W, Zone 4DD, maximum | EA | 3294
265600401120 | Zone 2DD
265600401130 | Minimum | Energy Eff Exterior Lighting, solar, LED area light, 100 W, Zone 2DD, minimum | EA | 3125
265600401140 | Average | Energy Eff Exterior Lighting, solar, LED area light, 100 W, Zone 2DD, average | EA | 3385
265600401150 | Maximum | Energy Eff Exterior Lighting, solar, LED area light, 100 W, Zone 2DD, maximum | EA | 3657
270000000000 | COMMUNICATIONS
273000000000 | COMMUNICATIONS
273200100000 | TELEPHONE SYSTEMS | TELEPHONE SYSTEMS
273200100480 | Communication cable
273200100490 | 25 pair | Phone comm cable, 25 pair | LF | 4.31
273200100520 | 100 pair | Phone comm cable, 100 pair | LF | 10.7
273200100560 | 400 pair | Phone comm cable, 400 pair | LF | 31.98
273200100700 | Cable tap in manhole or junction box
273200100800 | 25 pair cable | Phone, cable tap in junction box, 25 pair cable | EA | 408
273200101020 | 100 pair cable | Phone, cable tap in junction box, 100 pair cable | EA | 1617
273200101100 | 400 pair cable | Phone, cable tap in junction box, 400 pair cable | EA | 6590
273200102000 | Cable terminations, manhole or junction box
273200102020 | 25 pair cable | Phone, cable termin, junction box, 25 pair cable | EA | 402
273200102060 | 100 pair cable | Phone, cable termin, junction box, 100 pair cable | EA | 1617
273200102140 | 400 pair cable | Phone, cable termin, junction box, 400 pair cable | EA | 6549
274100000000 | AUDIO-VIDEO SYSTEMS
274100500000 | TELEVISION SYSTEMS | TELEVISION SYSTEMS
274100500100 | TV outlet, self terminating, w/cover plate | TV outlet, self terminating, w/cover plate, male con | EA | 40.98
274100500120 | Thru splitter | TV outlet, self termin, w/cover plate, thru splitter | EA | 186
274100500140 | End of line | TV outlet, self termin, w/cover plate, end of line | EA | 155
274100500480 | In line splitter multitap
274100500490 | 4 way | TV, in line spliter multitap, 4 way | EA | 222
274100500520 | 2 way | TV, in line spliter multitap, 4 way | EA | 202
274100501000 | Equipment cabinet | TV, equipment cabinet | EA | 248
274100501010 | Antenna
274100501020 | Broad band UHF | TV, antenna, broad band uhf | EA | 527
274100501040 | Lightning arrester | TV, lightning arrester | EA | 125
274100501060 | TV cable | TV cable | LF | 1.27
280000000000 | SAFETY & SECURITY
281600000000 | ELECTRONIC
281600500000 | SECURITY SYSTEMS | SECURITY SYSTEMS
281600501000 | Sensors
281600501020 | Balanced magnetic door switch, surface mounted | Balanced mag door switch, surf mount | EA | 319
281600501040 | With remote test | Balanced mag door switch, surf mount, w/remote test | EA | 447
281600501060 | Flush mounted | Sensors, flush mounted | EA | 442
281600501080 | Mounted bracket | Sensors, flush mounted, mounted bracket | EA | 55.19
281600501100 | Mounted bracket spacer | Sensors, flush mounted, mounted bracket spacer | EA | 53.28
281600501120 | Photoelectric sensor, for fence
281600501140 | 6 beam | Photoelectric sensor, for fence, 6 beam | EA | 566
281600501160 | 9 beam | Photoelectric sensor, for fence, 9 beam | EA | 784
281600501170 | Photoelectric sensor, 12 volt dc
281600501180 | 500' range | Photoelectric sensor, 12 volt dc, 500' range | EA | 576
281600501190 | 800' range | Photoelectric sensor, 12 volt dc, 800' range | EA | 666
281600501195 | Capacitance wire grid kit
281600501200 | Surface | Sensors, capacitance wire grid kit, surface | EA | 333
281600501220 | Duct | Sensors, capacitance wire grid kit, duct | EA | 337
281600501240 | Tube grid kit | Sensors, capacitance wire grid kit, tube grid kit | EA | 338
281600501260 | Vibration sensor, 30 max per zone | Vibration sensor, 30 max per zone | EA | 395
281600501280 | Audio sensor, 30 max per zone | Audio sensor, 30 max per zone | EA | 414
281600501290 | Inertia sensor
281600501300 | Outdoor | Inertia sensor, outdoor | EA | 343
281600501320 | Indoor | Inertia sensor, indoor | EA | 223
281600502000 | Ultrasonic transmitter, 20 max per zone
281600502020 | Omni-directional | Ultrasonic trans, 20 per zone, omni-directional | EA | 357
281600502040 | Directional | Ultrasonic trans, 20 per zone, directional | EA | 349
281600502050 | Transceiver
281600502060 | Omni-directional | Transceiver, omni-directional | EA | 398
281600502080 | Directional | Transceiver, directional | EA | 424
281600502560 | Passive infrared sensor, 20 max per zone | Passive IR sensor, int narrow pat, 20 per zone | EA | 2221
281600503020 | Access/secure unit, balanced magnetic switch | Access/secure cont unit, balanced mag switch | EA | 1448
281600503040 | Photoelectric sensor | Access/secure cont unit, photoelectric sensor | EA | 2275
281600503060 | Photoelectric fence sensor | Access/secure cont unit, photoelec fence sensor | EA | 2328
281600503080 | Capacitance sensor | Access/secure cont unit, capacitance sensor | EA | 2690
281600503100 | Audio and vibration sensor | Access/secure cont unit, audio & vib sensor | EA | 2382
281600503120 | Inertia sensor | Access/secure cont unit, inertia sensor | EA | 3129
281600503160 | Ultrasonic sensor | Access/secure cont unit, ultrasonic sensor | EA | 3570
281600503200 | infrared sensor | Access/secure cont unit, infrared sensor | EA | 2316
281600504020 | Monitor panel, with access/secure tone, standard | Monitor panel, w/ access/secure tone, std | EA | 1622
281600504040 | High security | Monitor panel, w/ access/secure tone, high security | EA | 2316
281600504060 | Emergency power indicator | Monitor panel, emergency power indicator | EA | 906
281600504070 | Monitor rack with 115v power supply
281600504080 | 1 zone | Monitor rack with 115v power supply, 1 zone | EA | 962
281600504100 | 10 zone | Monitor rack with 115v power supply, 10 zone | EA | 4625
281600504120 | Monitor cabinet, wall mounted
281600504140 | 1 zone | Monitor cabinet, wall mounted, 1 zone | EA | 762
281600504160 | 5 zone | Monitor cabinet, wall mounted, 5 zone | EA | 1253
281600504180 | 10 zone | Monitor cabinet, wall mounted, 10 zone | EA | 2554
281600504200 | 20 zone | Monitor cabinet, wall mounted, 20 zone | EA | 3515
281600504240 | Floor mounted, 50 zone | Monitor cabinet, floor mounted, 50 zone | EA | 3857
281600505000 | Security system accessories
281600505020 | Tamper assembly for monitor cabinet | Security sys access, tamper assy for monitor cab | EA | 217
281600505040 | Monitor panel blank | Security sys access, monitor panel blank | EA | 59
281600505060 | Audible alarm | Security sys access, audible alarm | EA | 243
281600505080 | Audible alarm control | Security sys access, audible alarm control | EA | 837
281600505090 | Termination screw, terminal cabinet
281600505100 | 25 pair | Security sys access, term screw, cab 25 pair | EA | 510
281600505120 | 50 pair | Security sys access, term screw, cab 50 pair | EA | 809
281600505140 | 150 pair | Security sys access, term screw, cab 150 pair | EA | 1413
281600505150 | Universal termination, cabinets & panel
281600505160 | Remote test | Security sys access, univ term, remote test | EA | 315
281600505180 | No remote test | Security sys access, univ term, no remote test | EA | 171
281600505220 | High security line supervision termination | High security line supervision termination | EA | 771
281600505240 | Door cord for capacitance sensor, 12" | Door cord for capacitance sensor 12" | EA | 74.84
281600505260 | Insulation block kit for capacitance sensor | Insulation block kit for capacitance sensor | EA | 143
281600505280 | Termination block for capacitance sensor | Termination block for capacitance sensor | EA | 59.38
281600505360 | Guard alert display | Security sys, Guard alert displayg | EA | 2485
281600505380 | Uninterrupted power supply | Uninterrupted power supply | EA | 3292
281600505390 | Plug-in 40kva transformer
281600505400 | 12 volt | Security sys, plug-in 40kva transformer, 12 volt | EA | 133
281600505420 | 18 volt | Security sys, plug-in 40kva transformer, 18 volt | EA | 101
281600505440 | 24 volt | Security sys, plug-in 40kva transformer, 24 volt | EA | 81.87
281600505520 | Test relay | Security systems, test relay | EA | 183
281600505580 | Coaxial cable, 50 ohm | Security systems, coaxial cable, 50 ohm | LF | 1.3
281600506010 | Door openers | Security systems, door openers | EA | 223
281600506015 | Push buttons
281600506020 | Standard | Security systems, push buttons, standard | EA | 74.25
281600506030 | Weatherproof | Security systems, push buttons, weatherproof | EA | 103
281600506040 | Bells | Security systems, bells | EA | 221
281600506045 | Horns
281600506050 | Standard | Security systems, horns, standard | EA | 256
281600506060 | Weatherproof | Security systems, horns, weatherproof | EA | 416
281600506070 | Chimes | Security systems, chimes | EA | 298
281600506080 | Flasher | Security systems, horns, flasher | EA | 223
281600506090 | Motion detectors | Security systems, motion detectors | EA | 824
281600506100 | Intercom units | Security systems, intercom units | EA | 227
281600506110 | Remote annunciator | Security systems, remote annunciator | EA | 5696
283100000000 | FIRE SAFETY
283100100000 | FIRE ALARM SYSTEMS | FIRE ALARM SYSTEMS
283100101000 | Master fire alarm box, pedestal mounted | Master fire alarm box, pedestal mounted | EA | 12531
283100101020 | Master fire alarm box | Master fire alarm box | EA | 6210
283100101040 | Box light | Master fire alarm box light | EA | 247
283100101060 | Ground assembly for box | Master fire alarm box ground assembly | EA | 225
283100101080 | Bracket for pole type box | Master fire alarm box, bracket for pole type box | EA | 278
283100101090 | Pull station
283100101100 | Waterproof | Fire alarm, pull station, waterproof | EA | 151
283100101110 | Manual | Fire alarm, pull station, manual | EA | 116
283100101120 | Horn, waterproof | Horn, waterproof | EA | 244
283100101140 | Interior alarm | Interior alarm | EA | 169
283100101160 | Coded transmitter, automatic | Coded transmitter, automatic | EA | 1638
283100101180 | Control panel, 8 zone | Control panel, 8 zone | EA | 4113
283100101200 | Battery charger and cabinet | Battery charger and cabinet | EA | 1301
283100101240 | Batteries, nickel cadmium or lead calcium | Batteries, nickel cadmium or lead calcium | EA | 1345
283100102500 | CO2 pressure switch connection | CO2 pressure switch connection | EA | 231
283100103000 | Annunciator panels
283100103020 | Fire detection annunciator, remote type, 8 zone | Fire detection annunciator, remote, 8-zone | EA | 744
283100103100 | 12 zone | Fire detection annunciator, remote, 12-zone | EA | 915
283100103120 | 16 zone | Fire detection annunciator, remote, 16-zone | EA | 1152
283100104000 | Fire alarm systems
283100104010 | Bell | Fire alarm systems, bell | EA | 232
283100104020 | Weatherproof bell | Fire alarm systems, weatherproof bell | EA | 178
283100104030 | Horn | Fire alarm systems, horn | EA | 175
283100104040 | Siren | Fire alarm systems, siren | EA | 1217
283100104050 | Chime | Fire alarm systems, chime | EA | 189
283100104060 | Audio/visual | Fire alarm systems, audio/visual | EA | 261
283100104070 | Strobe light | Fire alarm systems, strobe light | EA | 242
283100104080 | Smoke detector | Fire alarm systems, smoke detector | EA | 339
283100104090 | Heat detector | Fire alarm systems, heat detection | EA | 98.65
283100104100 | Thermal detector | Fire alarm systems, thermal detector | EA | 95.45
283100104110 | Ionization detector | Fire alarm systems, ionization detector | EA | 274
283100104120 | Duct detector | Fire alarm systems, duct detector | EA | 1010
283100104130 | Test switch | Fire alarm systems, test switch | EA | 177
283100104140 | Remote indicator | Fire alarm systems, remote indicator | EA | 137
283100104150 | Door holder | Fire alarm systems, door holder | EA | 345
283100104160 | Telephone jack | Fire alarm systems, telephone jack | EA | 35.9
283100104170 | Fireman phone | Fire alarm systems, fireman phone | EA | 760
283100104180 | Speaker | Fire alarm systems, speaker | EA | 216
283100104185 | Remote fire alarm annunciator panel
283100104190 | 24 zone | Remote fire alarm annunciator panel, 24 zone | EA | 2401
283100104200 | 48 zone | Remote fire alarm annunciator panel, 48 zone | EA | 4769
283100104205 | Control panel
283100104210 | 12 zone | Fire alarm systems, control panel 12 zone | EA | 1861
283100104220 | 16 zone | Fire alarm systems, control panel 16 zone | EA | 2115
283100104230 | 24 zone | Fire alarm systems, control panel 24 zone | EA | 3223
283100104240 | 48 zone | Fire alarm systems, control panel 48 zone | EA | 6386
283100104250 | Power supply | Fire alarm systems, control panel, power supply | EA | 449
283100104260 | Status command | Fire alarm systems, control panel, status command | EA | 8519
283100104270 | Printer | Fire alarm systems, control panel, printer | EA | 2710
283100104280 | Transponder | Fire alarm systems, control panel, transponder | EA | 221
283100104290 | Transformer | Fire alarm systems, control panel, transformer | EA | 252
283100104300 | Transceiver | Fire alarm systems, control panel, transceiver | EA | 331
283100104310 | Relays | Fire alarm systems, control panel, relays | EA | 152
283100104320 | Flow switch | Fire alarm systems, control panel, flow switch | EA | 537
283100104330 | Tamper switch | Fire alarm systems, control panel, tamper switch | EA | 509
283100104340 | End of line resistor | Fire alarm systems, cont panel, end of line resistor | EA | 50.51
283100104350 | Printed circuit card | Fire alarm systems, control panel, printed ckt card | EA | 180
283100104360 | Central processing unit | Fire alarm systems, control panel, CPU | EA | 9388
283100104370 | UPS backup to CPU | Fire alarm systems, control panel, UPS backup to CPU | EA | 16951
283100108020 | Smoke detector, fixed temp. & rate of rise comb. | Smoke detector, fixed temp & rate of rise comb | EA | 422
310000000000 | EARTHWORK
311100000000 | SITE CLEARING
311100100000 | CLEAR WOODED AREAS | CLEARING AND GRUBBING
311100100980 | Clear wooded area
311100101000 | Light density | Clear wooded area, light density | ACRE | 8775
311100101500 | Medium density | Clear wooded area, medium density | ACRE | 11701
311100101800 | Heavy density | Clear wooded area, heavy density | ACRE | 14041
311300000000 | SELECTIVE TREE AND SHRUB REMOVAL AND TRIMMING
311300500000 | TREE CUTTING & CLEARING | TREE CUTTING & CLEARING
311300500980 | Cut trees and clear out stumps
311300501000 | 9" to 12" dia. | Cut trees and clear out stumps, 9" to 12" dia | EA | 702
311300501400 | To 24" dia. | Cut trees and clear out stumps, to 24" dia | EA | 878
311300501600 | 24" dia. and up | Cut trees and clear out stumps, 24" dia and up | EA | 1170
311300505000 | Loading and trucking
311300505010 | For machine load, per load, round trip
311300505020 | 1 mile | Machine load and truck, round trip, 1 mile | EA | 140
311300505025 | 3 mile | Machine load and truck, round trip, 3 mile | EA | 160
311300505030 | 5 mile | Machine load and truck, round trip, 5 mile | EA | 176
311300505035 | 10 mile | Machine load and truck, round trip, 10 mile | EA | 234
311300505040 | 20 mile | Machine load and truck, round trip, 20 mile | EA | 351
311300505050 | Hand loaded, round trip
311300505060 | 1 mile | Hand load and truck, round trip, 1 mile | EA | 340
311300505065 | 3 mile | Hand load and truck, round trip, 3 mile | EA | 389
311300505070 | 5 mile | Hand load and truck, round trip, 5 mile | EA | 454
311300505080 | 10 mile | Hand load and truck, round trip, 10 mile | EA | 545
311300505100 | 20 mile | Hand load and truck, round trip, 20 mile | EA | 681
311300506000 | Tree trimming for pole line construction
311300506020 | Light cutting | Tree trimming, light cutting | LF | 1.76
311300506040 | Medium cutting | Tree trimming, medium cutting | LF | 2.34
311300506060 | Heavy cutting | Tree trimming, heavy cutting | LF | 3.51
312200000000 | EARTHWORK, EXCAVATION & FILL
312213000000 | ROUGH GRADING | ROUGH GRADING
312213001000 | Site grading, cut & fill, sandy clay, 200' haul, 75 hp dozer | Site grading, cut & fill, sandy clay, 200' haul, 75 hp dozer | CY | 5.45
312213001100 | Spread topsoil by equipment on site | Spread topsoil by equipment on site | CY | 6.05
312213001200 | Site grading (cut and fill to 6") less than 1 acre
312213001300 | 75 hp dozer | Site grading (cut and fill to 6") less than 1 acre, 75 hp dozer | CY | 9.07
312213001400 | 1.5 c.y. backhoe/loader | Site grading (cut and fill to 6") less than 1 acre, 1.5 cy backhoe/loader | CY | 13.62
312216000000 | FINISH GRADING | FINISH GRADING
312216000100 | Finish grading, with small loader/dozer, 200' passes
312216000110 | Minimum | Finish grading, w small loader/dozer, 200' passes, min. | SY | 0.54
312216000120 | Average | Finish grading, w small loader/dozer, 200' passes, avg. | SY | 0.62
312216000140 | Maximum | Finish grading, w small loader/dozer, 200' passes, max. | SY | 0.75
312313100000 | BASE COURSE | BASE COURSE
312313101019 | Base course, crushed stone
312313101020 | 3" thick | Base course, crushed stone, 3" thick | SY | 4.99
312313101030 | 4" thick | Base course, crushed stone, 4" thick | SY | 6.4
312313101040 | 6" thick | Base course, crushed stone, 6" thick | SY | 9.19
312313101050 | 8" thick | Base course, crushed stone, 8" thick | SY | 12.01
312313101060 | 10" thick | Base course, crushed stone, 10" thick | SY | 14.8
312313101070 | 12" thick | Base course, crushed stone, 12" thick | SY | 17.7
312313102500 | Base course, bank run gravel
312313103020 | 4" deep | Base course, bank run gravel, 4" deep | SY | 5.91
312313103040 | 6" deep | Base course, bank run gravel, 6" deep | SY | 8.45
312313103060 | 8" deep | Base course, bank run gravel, 8" deep | SY | 11
312313103070 | 10" deep | Base course, bank run gravel, 10" deep | SY | 13.51
312313103080 | 12" deep | Base course, bank run gravel, 12" deep | SY | 16.16
312313104000 | Prepare and roll sub-base
312313104020 | Minimum | Prepare and roll sub base, minimum | SY | 0.97
312313104030 | Average | Prepare and roll subbase, average | SY | 1.22
312313104040 | Maximum | Prepare and roll sub base, maximum | SY | 1.63
312313200000 | BORROW | BORROW
312313201000 | Borrow fill, FOB at pit
312313201005 | Sand, haul to site, round trip
312313201010 | 10 mile | Sand in place haul to site, round trip, 10 miles | CY | 55.76
312313201020 | 20 mile | Sand in place haul to site, round trip, 20 miles | CY | 68.74
312313201030 | 30 mile | Sand in place haul to site, round trip, 30 miles | CY | 84.96
312313203980 | Place borrow fill and compact
312313204000 | Less than 1 in 4 slope | Place fill and compact, slope less than 1 in 4 | CY | 55.71
312313204100 | Greater than 1 in 4 slope | Place fill and compact, slope greater than 1 in 4 | CY | 58.95
312313700000 | GRAVEL AND STONE | GRAVEL AND STONE
312313700120 | FOB at plant, material only
312313701000 | No. 21 crusher run stone | Gravel & Stone. FOB plant, mat. only, No. 21 crusher run stone | CY | 49.5
312313701100 | No. 26 crusher run stone | Gravel & Stone. FOB plant, mat. only, No. 26 crusher run stone | CY | 49.5
312313701140 | No. 57 stone | Gravel & Stone. FOB plant, mat. only, No. 57 stone | CY | 49.5
312313701150 | No. 67 gravel | Gravel & Stone. FOB plant, mat. only, No. 67 gravel | CY | 49.5
312313701180 | No. 68 stone | Gravel & Stone. FOB plant, mat. only, No. 68 stone | CY | 49.5
312313701220 | No. 78 stone | Gravel & Stone. FOB plant, mat. only, No. 78 stone | CY | 49.5
312313701235 | No. 78 gravel, (pea gravel) | Gravel & Stone. FOB plant, mat. only, No. 78 gravel, (pea gravel) | CY | 49.5
312313701250 | No. 357 or B-3 stone | Gravel & Stone. FOB plant, mat. only, No. 357 or B-3 stone | CY | 49.5
312313701260 | Structural & foundation backfill
312313701400 | No. 21 crusher run stone | Structural & foundation backfill, No. 21 crusher run stone | TON | 36.63
312313701500 | No. 26 crusher run stone | Structural & foundation backfill, No. 26 crusher run stone | TON | 36.63
312313701600 | No. 57 stone | Structural & foundation backfill, No. 57 stone | TON | 36.63
312313702160 | No. 67 gravel | Structural & foundation backfill, No. 67 gravel | TON | 36.63
312313702210 | No. 68 stone | Structural & foundation backfill, No. 68 stone | TON | 36.63
312313702220 | No. 78 stone | Structural & foundation backfill, No. 78 stone | TON | 36.63
312313702280 | No. 78 gravel (pea gravel) | Structural & foundation backfill, No. 78 gravel, (pea gravel) | TON | 36.63
312313703240 | No. 357 or B-3 stone | Structural & foundation backfill, No. 357 or B-3 stone | TON | 36.63
312316300000 | BULK EXCAVATION | BULK EXCAVATION
312316301000 | Excavation, by small dozer
312316301020 | Large areas | Excavation, by small dozer, large areas | CY | 2.72
312316301040 | Small areas | Excavation, by small dozer, small areas | CY | 4.54
312316301060 | Trim banks | Excavation, by small dozer, trim banks | CY | 6.8
312316301200 | Drag line
312316301220 | 1-1/2 c.y. bucket
312316301240 | Sand or gravel | Excav, by small dozer, 1-1/2 cy bkt, sand or gravel | CY | 5.85
312316301260 | Light clay | Excav, by small dozer, 1-1/2 cy bkt, light clay | CY | 7.8
312316301280 | Heavy clay | Excav, by small dozer, 1-1/2 cy bkt, heavy clay | CY | 8.78
312316301300 | Unclassified | Excav, by small dozer, 1-1/2 cy bkt, unclassified | CY | 9.36
312316301400 | 2 c.y. bucket
312316301420 | Sand or gravel | Excav, by small dozer, 2 cy bkt, sand or gravel | CY | 5.4
312316301440 | Light clay | Excav, by small dozer, 2 cy bkt, light clay | CY | 7.02
312316301460 | Heavy clay | Excav, by small dozer, 2 cy bkt, heavy clay | CY | 7.8
312316301480 | Unclassified | Excav, by small dozer, 2 cy bkt, unclassified | CY | 8.25
312316301500 | 2-1/2 c.y. bucket
312316301520 | Sand or gravel | Excav, by small dozer, 2-1/2 cy bkt, sand or gravel | CY | 5.02
312316301540 | Light clay | Excav, by small dozer, 2-1/2 cy bkt, light clay | CY | 6.38
312316301560 | Heavy clay | Excav, by small dozer, 2-1/2 cy bkt, heavy clay | CY | 7.02
312316301580 | Unclassified | Excav, by small dozer, 2-1/2 cy bkt, unclassified | CY | 7.39
312316301600 | 3 c.y. bucket
312316301620 | Sand or gravel | Excav, by small dozer, 3 cy bkt, sand or gravel | CY | 4.39
312316301640 | Light clay | Excav, by small dozer, 3 cy bkt, light clay | CY | 5.85
312316301660 | Heavy clay | Excav, by small dozer, 3 cy bkt, heavy clay | CY | 6.38
312316301680 | Unclassified | Excav, by small dozer, 3 cy bkt, unclassified | CY | 6.69
312316301700 | Hydraulic excavator
312316301720 | 1 c.y. capacity
312316301740 | Light material | Hydraulic excavator, 1 cy capacity, light material | CY | 5.85
312316301760 | Medium material | Hydraulic excavator, avg material, 1 CY capacity | CY | 7.02
312316301780 | Wet material | Hydraulic excavator, 1 cy capacity, wet material | CY | 8.78
312316301790 | Blasted rock | Hydraulic excavator, 1 cy capacity, blasted rock | CY | 10.03
312316301800 | 1-1/2 c.y. capacity
312316301820 | Light material | Hydraulic excavator, 1-1/2 cy capacity, light mater | CY | 2.44
312316301840 | Medium material | Hydraulic excavator, 1-1/2 cy capacity, medium mater | CY | 3.24
312316301860 | Wet material | Hydraulic excavator, 1-1/2 cy capacity, wet material | CY | 3.89
312316301880 | Blasted rock | Hydraulic excavator, 1-1/2 cy capacity, blasted rock | CY | 4.87
312316301900 | 2 c.y. capacity
312316301920 | Light material | Hydraulic excavator, 2 cy capacity, light material | CY | 2.16
312316301940 | Medium material | Hydraulic excavator, 2 cy capacity, medium material | CY | 2.78
312316301960 | Wet material | Hydraulic excavator, 2 cy capacity, wet material | CY | 3.24
312316301980 | Blasted rock | Hydraulic excavator, 2 cy capacity, blasted rock | CY | 3.89
312316302000 | Wheel mounted front-end loader
312316302020 | 7/8 c.y. capacity
312316302040 | Light material | Wheel mountd front-end lodr, 7/8 cy cap, light matl | CY | 4.87
312316302060 | Medium material | Tire loader, avg material, 7/8 CY capacity | CY | 5.56
312316302080 | Wet material | Wheel mountd front-end lodr, 7/8 cy cap, wet matle | CY | 6.49
312316302100 | Blasted rock | Wheel mountd front-end lodr, 7/8 cy cap, blasted roc | CY | 7.79
312316302200 | 1-1/2 c.y. capacity
312316302220 | Light material | Wheel mntd front-end ldr, 1-1/2 cy cap, light material | CY | 2.78
312316302240 | Medium material | Wheel mntd front-end ldr, 1-1/2 cy cap, medium mater | CY | 2.99
312316302260 | Wet material | Wheel mntd front-end ldr, 1-1/2 cy cap, wet material | CY | 3.24
312316302280 | Blasted rock | Wheel mntd front-end ldr, 1-1/2 cy cap, blasted rock | CY | 3.54
312316302300 | 2-1/2 c.y. capacity
312316302320 | Light material | Wheel mntd front-end ldr, 2-1/2 cy cap, light material | CY | 2.29
312316302340 | Medium material | Wheel mntd front-end ldr, 2-1/2 cy cap, medium mater | CY | 2.44
312316302360 | Wet material | Wheel mntd front-end ldr, 2-1/2 cy cap, wet material | CY | 2.6
312316302380 | Blasted rock | Wheel mntd front-end ldr, 2-1/2 cy cap, blasted rock | CY | 2.78
312316302400 | 3-1/2 c.y. capacity
312316302420 | Light material | Wheel mntd front-end ldr, 3-1/2 cy cap, light materi | CY | 2.16
312316302440 | Medium material | Wheel mntd front-end ldr, 3-1/2 cy cap, medium mater | CY | 2.29
312316302460 | Wet material | Wheel mntd front-end ldr, 3-1/2 cy cap, wet material | CY | 2.44
312316302480 | Blasted rock | Wheel mntd front-end ldr, 3-1/2 cy cap, blasted rock | CY | 2.6
312316302500 | 6 c.y. capacity
312316302520 | Light material | Wheel mntd front-end ldr, 6 cy cap, light material | CY | 1.29
312316302540 | Medium material | Wheel mntd front-end ldr, 6 cy cap, medium material | CY | 1.39
312316302560 | Wet material | Wheel mntd front-end ldr, 6 cy cap, wet material | CY | 1.5
312316302580 | Blasted rock | Wheel mntd front-end ldr, 6 cy cap, blasted rock | CY | 1.63
312316302600 | Track mounted front-end loader
312316302620 | 1-1/2 c.y. capacity
312316302640 | Light material | Track mountd front-end lodr, 1-1/2 cy, light matl | CY | 3.24
312316302660 | Medium material | Track loader, avg material, 1-1/2 CY capacity | CY | 3.54
312316302680 | Wet material | Track mountd front-end lodr, 1-1/2 cy, wet material | CY | 3.89
312316302700 | Blasted rock | Track mountd front-end lodr, 1-1/2 cy, blasted rock | CY | 4.32
312316302720 | 2-3/4 c.y. capacity
312316302740 | Light material | Track mtd front-end ldr, 2-3/4 cy cap, light materia | CY | 1.95
312316302760 | Medium material | Track mtd front-end ldr, 2-3/4 cy cap, medium materi | CY | 2.16
312316302780 | Wet material | Track mtd front-end ldr, 2-3/4 cy cap, wet material | CY | 2.44
312316302790 | Blasted rock | Track mtd front-end ldr, 2-3/4 cy cap, blasted rock | CY | 2.78
312316400000 | BUILDING EXCAVATION | BUILDING EXCAVATION
312316400090 | Structural excavation, unclassified earth
312316400100 | 3/8 c.y. backhoe | Structural excav, avg material, 3/8 CY, backhoe | CY | 25.95
312316400110 | 3/4 c.y. backhoe | Structural excav, unclassified earth, 3/4 cy backhoe | CY | 19.46
312316400120 | 1 c.y. backhoe | Structural excav, avg material, 1 CY, backhoe | CY | 16.22
312316400600 | Foundation backfill and compaction by machine | Foundation backfill & compaction by machine | CY | 38.93
312316500000 | HAND EXCAVATION | HAND EXCAVATION
312316500980 | Excavation
312316501000 | To 2' deep
312316501020 | Normal soil | Hand excavation, avg soil, 2' deep | CY | 71.19
312316501040 | Sand and gravel | Hand excavation, to 2' deep, sand and gravel | CY | 64.07
312316501060 | Medium clay | Hand excavation, to 2' deep, medium clay | CY | 80.09
312316501080 | Heavy clay | Hand excavation, to 2' deep, heavy clay | CY | 91.53
312316501100 | Loose rock | Hand excavation, to 2' deep, loose rock | CY | 107
312316501200 | To 6' deep
312316501220 | Normal soil | Hand excavation, avg soil, 6' deep | CY | 91.53
312316501240 | Sand and gravel | Hand excavation, to 6' deep, sand and gravel | CY | 80.09
312316501260 | Medium clay | Hand excavation, to 6' deep, medium clay | CY | 107
312316501280 | Heavy clay | Hand excavation, to 6' deep, heavy clay | CY | 128
312316501300 | Loose rock | Hand excavation, to 6' deep, loose rock | CY | 160
312316502020 | Backfilling foundation without compaction, 6" lifts | Backfilling foundation without compaction, 6" li | CY | 40.04
312316502200 | Compaction of backfill around structures or in trench
312316502220 | By hand with air tamper | Hand compaction of backfill, with air tamper | CY | 45.77
312316502240 | By hand with vibrating plate tamper | Hand compaction of backfill, with vibrating tamper | CY | 42.71
312316502250 | 1 ton roller | Hand compaction of backfill, with 1 ton roller | CY | 68.09
312316505400 | Miscellaneous hand labor
312316505440 | Trim slopes, sides of excavation | Hand trim slopes, sides of excavation | SF | 0.11
312316505450 | Trim bottom of excavation | Hand trim bottom of excavation | SF | 0.13
312316505460 | Excavation around obstructions and services | Hand excavation, around obstructions | CY | 214
312316700000 | UTILITY EXCAVATION | UTILITY EXCAVATION
312316702080 | Trencher, sandy clay, 8" wide trench
312316702100 | 18" deep | Trencher, sandy clay, 8" wide, 18" deep | LF | 3.02
312316702200 | 24" deep | Trencher, sandy clay, 8" wide, 24" deep | LF | 3.4
312316702300 | 36" deep | Trencher, sandy clay, 8" wide, 36" deep | LF | 3.89
312316706080 | Trench backfill, 95% compaction
312316707000 | Tamp by hand | Trench backfill, 95% compaction, tamp by hand | CY | 40.04
312316707050 | Vibratory compaction | Trench backfill, 95% compaction, vibratory compactn | CY | 32.04
312316707060 | Trench backfilling, with borrow sand, place & compact | Trench backfill, w/borrow sand, place & compact | CY | 70.54
312316800000 | ROADWAY EXCAVATION | ROADWAY EXCAVATION
312316800100 | Roadway excavation
312316800110 | 1/4 mile haul | Roadway excavation, 1/4 mile haul | CY | 3.89
312316800120 | 2 mile haul | Roadway excavation, 2 mile haul | CY | 6.49
312316800130 | 5 mile haul | Roadway excavation, 5 mile haul | CY | 9.73
312316800150 | Excavation of open ditches | Excavation of open ditches | CY | 2.78
312316800160 | Trim banks, swales or ditches | Trim banks swales or ditches | SY | 3.24
312316800165 | Bulk swale excavation by dragline
312316800170 | Small jobs | Bulk swale excavation by dragline, small jobs | CY | 8.78
312316800180 | Large jobs | Bulk swale excavation by dragline, large jobs | CY | 5.02
312316803000 | Spread base course | Spread base course | CY | 4.87
312316803100 | Roll and compact | Roll and compact | CY | 6.49
312316900000 | HAULING MATERIAL | HAULING MATERIAL
312316900090 | Haul material by 10 c.y. dump truck, round trip distance
312316900100 | 1 mile | Haul material, 10 cy truck, 1 mile round trip | CY | 7.57
312316900110 | 2 mile | Haul material, 10 cy dump truck, round trip, 2 mile | CY | 9.07
312316900120 | 5 mile | Haul material, 10 cy truck, 5 mile round trip | CY | 12.38
312316900130 | 10 mile | Haul material, 10 cy dump truck, round trip, 10 mile | CY | 13.62
312316900140 | 20 mile | Haul material, 10 cy dump truck, round trip, 20 mile | CY | 15.13
312316900150 | 30 mile | Haul material, 10 cy dump truck, round trip, 30 mile | CY | 18.16
312319500000 | WELLPOINT SYSTEMS | WELLPOINT SYSTEMS
312319500980 | Pumping, gas driven, 50' hose
312319501000 | 3" header pipe | Pumping, gas driven, 50' hose, 3" dia header | DAY | 1362
312319501010 | 6" header pipe | Pumping, gas driven, 50' hose, 6" dia header | DAY | 1702
312319501080 | Wellpoint system per job; 150' length of PVC header
312319501100 | 6" header pipe, 2" wellpoints, 5' centers | Wellpoint system per job, 6" header pipe | LF | 81.33
312319501110 | 8" header pipe | Wellpoint system per job, 8" header pipe | LF | 97.97
312319501120 | 10" header pipe | Wellpoint system per job, 10" header pipe | LF | 147
312319501200 | Jetting wellpoint system
312319501220 | 14' long | Jetting wellpoint system, 14' long | EA | 194
312319501230 | 18' long | Jetting wellpoint system, 18' long | EA | 232
312319501240 | Sand filter for wellpoints | Sand filter for wellpoints | LF | 7.23
312319502000 | Replacement of wellpoint components | Replacement of wellpoint components | EA | 27.23
312333600000 | TRENCHING | TRENCHING
312333600100 | Trenching and continuous footing excavation
312333600980 | By gradall
312333601000 | 1 c.y. capacity
312333601020 | Light soil | Trenching, gradall, 1 cy capacity, light soil | CY | 5.56
312333601040 | Medium soil | Trenching, avg soil, gradall, 1 CY capacity | CY | 5.98
312333601060 | Heavy/wet soil | Trenching, gradall, 1 cy capacity, heavy/wet soil | CY | 6.49
312333601080 | Loose rock | Trenching, gradall, 1 cy capacity, loose rock | CY | 7.08
312333601090 | Blasted rock | Trenching, gradall, 1 cy capacity, blasted rock | CY | 7.49
312333601095 | By hydraulic excavator
312333601100 | 1/2 c.y. capacity
312333601120 | Light soil | Trenching, hydraulic excavator, 1/2 cy, light soil | CY | 6.49
312333601140 | Medium soil | Trenching, hydraulic excavator, 1/2 cy, medium soil | CY | 7.08
312333601160 | Heavy/wet soil | Trenching, hydraulic excavator, 1/2 cy, heavy soil | CY | 7.79
312333601180 | Loose rock | Trenching, hydraulic excavator, 1/2 cy, loose soil | CY | 8.65
312333601190 | Blasted rock | Trenching, hydraulic excavator, 1/2 cy, blasted rock | CY | 9.73
312333601200 | 1 c.y. capacity
312333601220 | Light soil | Trenching, hydraulic excavator, 1 cy, light soil | CY | 4.58
312333601240 | Medium soil | Trenching, hydraulic excavator, 1 cy, medium soil | CY | 4.87
312333601260 | Heavy/wet soil | Trenching, hydraulic excavator, 1 cy, heavy/wet soil | CY | 5.19
312333601280 | Loose rock | Trenching, hydraulic excavator, 1 cy, loose rock | CY | 5.56
312333601300 | Blasted rock | Trenching, hydraulic excavator, 1 cy, blasted rock | CY | 5.98
312333601400 | 1-1/2 c.y. capacity
312333601420 | Light soil | Trenching, hydraulic excavator, 1-1/2 cy, light soil | CY | 4.1
312333601440 | Medium soil | Trenching, hydraulic excavator, 1-1/2 cy, medium soil | CY | 4.32
312333601460 | Heavy/wet soil | Trenching, hydraulic excavator, 1-1/2 cy, heavy/wet s | CY | 4.58
312333601480 | Loose rock | Trenching, hydraulic excavator, 1-1/2 cy, loose rock | CY | 4.87
312333601500 | Blasted rock | Trenching, hydraulic excavator, 1-1/2 cy, blasted roc | CY | 5.19
312333601600 | 2 c.y. capacity
312333601620 | Light soil | Trenching, hydraulic excavator, 2 cy, light soil | CY | 3.89
312333601640 | Medium soil | Trenching, hydraulic excavator, 2 cy, medium soil | CY | 4.1
312333601660 | Heavy/wet soil | Trenching, hydraulic excavator, 2 cy, heavy/wet soil | CY | 4.32
312333601680 | Loose rock | Trenching, hydraulic excavator, 2 cy, loose rock | CY | 4.58
312333601690 | Blasted rock | Trenching, hydraulic excavator, 2 cy, blasted rock | CY | 4.87
312333601700 | 2-1/2 c.y. capacity
312333601720 | Light soil | Trenching, hydraulic excavator, 2-1/2 cy, light soil | CY | 3.54
312333601740 | Medium soil | Trenching, hydraulic excavator, 2-1/2 cy, medium soil | CY | 3.71
312333601760 | Heavy/wet soil | Trenching, hydraulic excavator, 2-1/2 cy, heavy/wet s | CY | 3.89
312333601780 | Loose rock | Trenching, hydraulic excavator, 2-1/2 cy, loose rock | CY | 4.1
312333601790 | Blasted rock | Trenching, hydraulic excavator, 2-1/2 cy, blasted roc | CY | 4.32
312333601800 | Trencher, chain, 1' wide to 4' deep
312333601940 | Light soil | Trencher, chain, 1' wide to 4' deep, light soil | CY | 3.4
312333601960 | Medium soil | Trencher, chain, 1' wide to 4' deep, medium soil | CY | 3.89
312333601980 | Heavy soil | Trencher, chain, 1' wide to 4' deep, heavy soil | CY | 4.54
312333603000 | Hand excavation
312333603100 | Bulk, wheeled 100'
312333603120 | Normal soil | Hand excavation, bulk, wheeled 100', normal soil | CY | 71.19
312333603140 | Sand or gravel | Hand excavation, bulk, wheeled 100', sand or gravel | CY | 64.07
312333603160 | Medium clay | Hand excavation, bulk, wheeled 100', medium clay | CY | 91.53
312333603180 | Heavy clay | Hand excavation, bulk, wheeled 100', heavy clay | CY | 128
312333603200 | Loose rock | Hand excavation, bulk, wheeled 100', loose rock | CY | 160
312333603300 | Trenches, up to 2' deep
312333603320 | Normal soil | Hand excavation, trench, to 2' deep, normal soil | CY | 80.09
312333603340 | Sand or gravel | Hand excavation, trench, to 2' deep, sand or gravel | CY | 71.19
312333603360 | Medium clay | Hand excavation, trench, to 2' deep, medium clay | CY | 107
312333603380 | Heavy clay | Hand excavation, trench, to 2' deep, heavy clay | CY | 160
312333603390 | Loose rock | Hand excavation, trench, to 2' deep, loose rock | CY | 214
312333603400 | Trenches, to 6' deep
312333603420 | Normal soil | Hand excavation, trench, to 6' deep, normal soil | CY | 91.53
312333603440 | Sand or gravel | Hand excavation, wheeled 100', sand or gravel | CY | 80.09
312333603460 | Medium clay | Hand excavation, trench, to 6' deep, medium clay | CY | 128
312333603480 | Heavy clay | Hand excavation, trench, to 6' deep, heavy clay | CY | 214
312333603500 | Loose rock | Hand excavation, trench, to 6' deep, loose rock | CY | 320
312333603590 | Backfill trenches
312333603600 | With compaction
312333603620 | By hand | Backfill trench, w/compaction, by hand | CY | 53.39
312333603640 | By 60 hp tracked dozer | Backfill trench, w/compaction, by small dozer | CY | 3.4
312333603650 | By 200 hp tracked dozer | Backfill trenches, compaction, 200 hp tracked dozer | CY | 2.16
312333603660 | By small front-end loader | Backfill trenches, compaction, small front-end loder | CY | 3.89
312333603700 | Spread dumped fill or gravel, no compaction
312333603740 | 6" layers | Spread dumped fill or gravel, no comp, 6" layers | SY | 2.27
312333603745 | Add for compaction | Compaction of fill, 6" layers | SY | 2.72
312333603760 | 12" layers | Spread dumped fill or gravel, no comp, 12" layers | SY | 2.72
312333603765 | Add for compaction | Compaction of fill, 12" layers | SY | 3.4
312333603800 | Compaction in 6" layers
312333603820 | By hand with air tamper | Spread dumped fill or gravel, by hand w/air tamp | SY | 1.71
312333603890 | Backfill trenches, sand bedding, no compaction
312333603900 | By hand | Backfill trench, sand bed, no compaction, hand | CY | 91.89
312333603940 | By small front-end loader | Backfill trench, sand bed, small front-end loader | CY | 44.06
313100000000 | SOIL STABILIZATION & TREATMENT
313116000000 | SOIL TREATMENT | SOIL TREATMENT
313116001100 | Soil treatment, termite control pretreatment
313116001120 | Under slabs | Soil treatment, termite control, under slabs | SF | 1.13
313116001140 | By walls | Soil treatment, termite control, by walls | SF | 1.2
313200000000 | SOIL STABILIZATION
313200300000 | GEOTEXTILE | GEOTEXTILE
313200300060 | Filter cloth, light reinforcement
313200301180 | Woven
313200301200 | 12'-6" wide x 50' long | Filter cloth, light reinf, woven, 12'-6"w x 50' long | SF | 0.43
313200301300 | Various lengths | Filter cloth, light reinf, woven, various lengths | SF | 0.61
313200301380 | Non-woven
313200301390 | 14'-8" wide x 430' long | Filter cloth, light reinf, non-woven, 14'-8" wide, 430' long | SF | 0.28
313200301400 | Various lengths | Filter cloth, light reinf, non-woven, 14'-8" wide, various lengths | SF | 0.35
313200500000 | SOIL STABILIZATION | SOIL STABILIZATION
313200500100 | Straw bale secured with rebar | Straw bale secured with rebar | LF | 11.29
313200500120 | Filter barrier, 18" high filter fabric | Filter barrier, 18" high filter fabric | LF | 8.62
313200500130 | Sediment fence, 36" fabric with 6" mesh | Sediment fence, 36" fabric with 6" mesh | LF | 13.25
313200501000 | Soil stabilization with tar paper, burlap, straw and stakes | Soil stabilization with tar, burlap, straw and s | SF | 0.53
313600000000 | GABIONS
313600100000 | SLOPE PROTECTION | SLOPE PROTECTION
313600102060 | Gabions, stone filled
313600102080 | 6" deep | Gabions, stone filled, 6" deep | SY | 70.58
313600102090 | 9" deep | Gabions, stone filled, 9" deep | SY | 83.75
313600102100 | 12" deep | Gabions, stone filled, 12" deep | SY | 105
313600102120 | 18" deep | Gabions, stone filled, 18" deep | SY | 130
313600102140 | 36" deep | Gabions, stone filled, 36" deep | SY | 226
313700000000 | RIPRAP
313700100000 | RIPRAP | RIPRAP
313700100100 | Riprap
313700100110 | Crushed stone blanket, max size 2-1/2" | Rip rap, crushed stone blanket, max size 2-1/2" | TON | 147
313700100120 | Stone, quarry run, 300 lb. stones | Rip-rap, 300 lb stones | TON | 150
313700100130 | 400 lb. stones | Rip-rap, 400 lb stones | TON | 146
313700100140 | 500 lb. stones | Rip-rap, 500 lb stones | TON | 142
313700100150 | 750 lb. stones | Rip-rap, 700 lb stones | TON | 139
313700100160 | Dry concrete riprap in bags 3" thick, 80 lb. per bag | Dry concrete rip rap in bags 3" thick, 80 lb. pe | BAG | 12.59
314100000000 | SHORING AND UNDERPINNING
314116000000 | STEEL SHEET PILING | STEEL SHEET PILING
314116001000 | Steel sheet piling,12" wide
314116001100 | 20' long | Steel sheet pilg, driven & pulled, 12" wide, 20' long | SF | 46.67
314116001200 | 35' long | Steel sheet pilg, driven & pulled, 12" wide, 35' long | SF | 40.6
314116001300 | 50' long | Steel sheet pilg, driven & pulled, 12" wide, 50' long | SF | 36.06
314116001400 | Over 50' long | Steel sheet pilg, drvn & pld, 12" wide, over 50' long | SF | 35.09
314133000000 | TRENCH SHEETING | TRENCH SHEETING
314133000980 | Closed timber, including pull and salvage, excavation
314133001000 | 8' deep | Closed timber, incl pull & salvage, excav 8' deep | SF | 15.82
314133001200 | 10' deep | Closed timber, incl pull & salvage, excav 10' deep | SF | 16.54
314133001300 | 12' deep | Closed timber, incl pull & salvage, excav 12' deep | SF | 17.35
314133001400 | 14' deep | Closed timber, incl pull & salvage, excav 14' deep | SF | 18.32
314133001600 | 16' deep | Closed timber, incl pull & salvage, excav 16' deep | SF | 19.25
314133001800 | 18' deep | Closed timber, incl pull & salvage, excav 18' deep | SF | 21.57
314133002000 | 20' deep | Closed timber, incl pull & salvage, excav 20' deep | SF | 23.97
315000000000 | EXCAVATION SUPPORT AND PROTECTION
315000100000 | TRENCH BOX | TRENCH BOX
315000100100 | 10' x 10' Steel, 4" Wall, Rental Rate
315000100120 | 4 Hour | Trench Box, 10' X 10' Steel, 4" Wall, Rental Rate, 4 hour | EA | 224
315000100140 | Day | Trench Box, 10' X 10' Steel, 4" Wall, Rental Rate, Day | EA | 224
315000100160 | Week | Trench Box, 10' X 10' Steel, 4" Wall, Rental Rate, Week | EA | 560
315000100180 | Month | Trench Box, 10' X 10' Steel, 4" Wall, Rental Rate, Month | EA | 1681
315000100200 | 10 x 24 Steel 6" Wall, Rental Rate
315000100220 | 4 Hour | Trench Box, 10' X 24' Steel, 4" Wall, Rental Rate, 4 hour | EA | 432
315000100240 | Day | Trench Box, 10' X 24' Steel, 4" Wall, Rental Rate, Day | EA | 432
315000100260 | Week | Trench Box, 10' X 24' Steel, 4" Wall, Rental Rate, Week | EA | 1081
315000100280 | Month | Trench Box, 10' X 24' Steel, 4" Wall, Rental Rate, Month | EA | 3242
315200000000 | COFFERDAMS
315200100000 | COFFERDAMS | COFFERDAMS
315200100980 | Cofferdam, steel, driven from shore
315200101000 | 15' deep | Cofferdam, steel, pull & salvage, driven from, 15' dee | SF | 57.16
315200101020 | 20' deep | Cofferdam, steel, pull & salvage, driven from, 20' dee | SF | 55.14
315200101040 | 25' deep | Cofferdam, steel, pull & salvage, driven from, 25' dee | SF | 53.37
315200101060 | 30' deep | Cofferdam, steel, pull & salvage, driven from, 30' dee | SF | 51.81
315200101080 | 40' deep | Cofferdam, steel, pull & salvage, driven from, 40' dee | SF | 50.43
315200101090 | Driven from barge
315200101100 | 20' deep | Cofferdam, stl, pull & salv, drvn from barge, 20' deep | SF | 59.49
315200101120 | 30' deep | Cofferdam, stl, pull & salv, drvn from barge, 30' deep | SF | 57.16
315200101140 | 40' deep | Cofferdam, stl, pull & salv, drvn from barge, 40' deep | SF | 55.14
315200101160 | 50' deep | Cofferdam, stl, pull & salv, drvn from barge, 50' deep | SF | 53.37
316200000000 | PILES AND CAISSONS
316200100000 | PILE TESTING | PILE TESTING
316200101000 | Pile test
316200101020 | 50 ton to 100 ton | Pile test, 50 ton to 100 ton | EA | 20680
316200101030 | To 200 ton | Pile test, 50 ton to 200 ton | EA | 29205
316200101060 | To 300 ton | Pile test, 50 ton to 300 ton | EA | 33770
316200101080 | To 400 ton | Pile test, 50 ton to 400 ton | EA | 39600
316200101100 | To 600 ton | Pile test, 50 ton to 600 ton | EA | 49390
316216500000 | STEEL PILES | STEEL PILES
316216501000 | H-section piles
316216501010 | 8x8
316216501020 | 36 lb/ft
316216501021 | 30' long | H-section piles, 8x8, 36 lb/ft, 30' long | LF | 50.35
316216501022 | 40' long | H-section piles, 8x8, 36 lb/ft, 40' long | LF | 46.81
316216501023 | 50' long | H-section piles, 8x8, 36 lb/ft, 50' long | LF | 44.45
316216501030 | 10x10
316216501040 | 42 lb/ft
316216501041 | 30' long | H-section piles, 10x10, 42 lb/ft, 30' long | LF | 55.8
316216501042 | 40' long | H-section piles, 10x10, 42 lb/ft, 40' long | LF | 52.26
316216501043 | 50' long | H-section piles, 10x10, 42 lb/ft, 50' long | LF | 49.9
316216501060 | 57 lb/ft
316216501061 | 30' long | H-section piles, 10x10, 57 lb/ft, 30' long | LF | 69.41
316216501063 | 40' long | H-section piles, 10x10, 57 lb/ft, 40' long | LF | 65.87
316216501065 | 50' long | H-section piles, 10x10, 57 lb/ft, 50' long | LF | 63.51
316216501070 | 12x12
316216501080 | 53 lb/ft
316216501081 | 30' long | H-section piles, 12x12, 53 lb/ft, 30' long | LF | 67.38
316216501083 | 40' long | H-section piles, 12x12, 53 lb/ft, 40' long | LF | 63.25
316216501085 | 50' long | H-section piles, 12x12, 53 lb/ft, 50' long | LF | 59.88
316216501100 | 74 lb/ft
316216501101 | 30' long | H-section piles, 12x12, 74 lb/ft, 30' long | LF | 86.44
316216501103 | 40' long | H-section piles, 12x12, 74 lb/ft, 40' long | LF | 82.31
316216501105 | 50' long | H-section piles, 12x12, 74 lb/ft, 50' long | LF | 78.94
316216501110 | 14x14
316216501120 | 73 lb/ft
316216501121 | 40' long | H-section piles, 14x14, 73 lb/ft, 40' long | LF | 85.53
316216501123 | 50' long | H-section piles, 14x14, 73 lb/ft, 50' long | LF | 81.4
316216501125 | 60' long | H-section piles, 14x14, 73 lb/ft, 60' long | LF | 78.03
316216501140 | 89 lb/ft
316216501142 | 40' long | H-section piles, 14x14, 89 lb/ft, 40' long | LF | 100
316216501144 | 50' long | H-section piles, 14x14, 89 lb/ft, 50' long | LF | 95.92
316216501146 | 60' long | H-section piles, 14x14, 89 lb/ft, 60' long | LF | 92.55
316216501160 | 102 lb/ft
316216501161 | 40' long | H-section piles, 14x14, 102 lb/ft, 40' long | LF | 112
316216501163 | 50' long | H-section piles, 14x14, 102 lb/ft, 50' long | LF | 108
316216501165 | 60' long | H-section piles, 14x14, 102 lb/ft, 60' long | LF | 104
316216501180 | 117 lb/ft
316216501182 | 40' long | H-section piles, 14x14, 117 lb/ft, 40' long | LF | 126
316216501184 | 50' long | H-section piles, 14x14, 117 lb/ft, 50' long | LF | 122
316216501186 | 60' long | H-section piles, 14x14, 117 lb/ft, 60' long | LF | 118
316216504010 | Splice
316216504020 | 8" | H-section piles, splice, 8" | EA | 215
316216504060 | 10" | H-section piles, splice, 10" | EA | 244
316216504080 | 12" | H-section piles, splice, 12" | EA | 287
316216504100 | 14" | H-section piles, splice, 14" | EA | 363
316216504110 | Driving cap
316216504120 | 8" | H-section piles, driving cap, 8" | EA | 115
316216504140 | 10" | H-section piles, driving cap, 10" | EA | 131
316216504160 | 12" | H-section piles, driiving cap, 12" | EA | 131
316216504200 | 14" | H-section piles, driving cap, 14" | EA | 143
316216504210 | Standard point
316216504220 | 8" | H-section piles, standard point, 8" | EA | 144
316216504240 | 10" | H-section piles, standard pint, 10" | EA | 174
316216504260 | 12" | H-section piles, standard point, 12" | EA | 202
316216504280 | 14" | H-section piles, standard point, 14" | EA | 233
316216504290 | Heavy duty point
316216504300 | 8" | H-section piles, heavy duty point, 8" | EA | 139
316216504305 | 10" | H-section piles, heavy duty point, 10" | EA | 171
316216504310 | 12" | H-section piles, heavy duty point, 12" | EA | 208
316216504320 | 14" | H-section piles, heavy duty point, 14" | EA | 256
316216505000 | Tapered friction piles, fluted casing, up to 50'
316216505002 | With 4000 psi concrete no reinforcing
316216505040 | 12" dia. | Friction piles, stl casing, w/4000 psi conc, 12" dia | LF | 36.44
316216505060 | 14" dia. | Friction piles, stl casing, w/4000 psi conc, 14" dia | LF | 40.7
316216505080 | 16" dia. | Friction piles, stl casing, w/4000 psi conc, 16" dia | LF | 46.89
316216505100 | 18" dia. | Friction piles, stl casing, w/4000 psi conc, 18" dia | LF | 52.62
316216600000 | STEEL PIPE PILES | STEEL PIPE PILES
316216601000 | Concrete filled, 3000# concrete, up to 40'
316216601100 | 8" dia. | Concrete filled, 3000#, up to 40', 8" dia | LF | 47.57
316216601120 | 10" dia. | Concrete filled, 3000#, up to 40', 10" dia | LF | 57.56
316216601140 | 12" dia. | Concrete filled, 3000#, up to 40', 12" dia | LF | 64.66
316216601160 | 14" dia. | Concrete filled, 3000#, up to 40', 14" dia | LF | 70.2
316216601180 | 16" dia. | Concrete filled, 3000#, up to 40', 16" dia | LF | 78.22
316216601200 | 18" dia. | Concrete filled, 3000#, up to 40', 18" dia | LF | 102
316216602000 | Pipe piles, non-filled
316216602020 | 8" dia. | Pipe piles, non-filled, 8" dia | LF | 38.59
316216602040 | 10" dia. | Pipe piles, non-filled, 10" dia | LF | 45.82
316216602060 | 12" dia. | Pipe piles, non-filled, 12" dia | LF | 53.63
316216602080 | 14" dia. | Pipe piles, non-filled, 14" dia | LF | 56.53
316216602100 | 16" dia. | Pipe piles, non-filled, 16" dia | LF | 62.99
316216602120 | 18" dia. | Pipe piles, non-filled, 18" dia | LF | 78.69
316216602520 | Splice
316216602540 | 8" dia. | Pipe piles, splice, 8" dia | EA | 248
316216602560 | 10" dia. | Pipe piles, splice, 10" dia | EA | 259
316216602580 | 12" dia. | Pipe piles, splice, 12" dia | EA | 305
316216602600 | 14" dia. | Pipe piles, splice, 14" dia | EA | 326
316216602620 | 16" dia. | Pipe piles, splice, 16" dia | EA | 415
316216602640 | 18" dia. | Pipe piles, splice, 18" dia | EA | 475
316216602680 | Standard point
316216602700 | 8" dia. | Pipe piles, standard point, 8" dia | EA | 279
316216602740 | 10" dia. | Pipe piles, standard point, 10" dia | EA | 322
316216602760 | 12" dia. | Pipe piles, standard point, 12" dia | EA | 367
316216602780 | 14" dia. | Pipe piles, standard point, 14" dia | EA | 379
316216602800 | 16" dia. | Pipe piles, standard point, 16" dia | EA | 497
316216602820 | 18" dia. | Pipe piles, standard point, 18" dia | EA | 613
316216602880 | Heavy duty point
316216602900 | 8" dia. | Pipe piles, heavy duty point, 8" dia | EA | 418
316216602920 | 10" dia. | Pipe piles, heavy duty point, 10" dia | EA | 521
316216602940 | 12" dia. | Pipe piles, heavy duty point, 12" dia | EA | 600
316216602960 | 14" dia. | Pipe piles, heavy duty point, 14" dia | EA | 742
316216602980 | 16" dia. | Pipe piles, heavy duty point, 16" dia | EA | 785
316216603000 | 18" dia. | Pipe piles, heavy duty point, 18" dia | EA | 837
316219000000 | WOOD AND TIMBER PILES | WOOD AND TIMBER PILES
316219000080 | Treated wood piles, 12" butt, 8" tip
316219000100 | 25' long | Treated wood piles, 12" butt, 8" tip, 25' long | LF | 39.32
316219000110 | 30' long | Treated wood piles, 12" butt, 8" tip, 30' long | LF | 36.96
316219000120 | 35' long | Treated wood piles, 12" butt, 8" tip, 35' long | LF | 34.43
316219000125 | 40' long | Treated wood piles, 12" butt, 8" tip, 40' long | LF | 32.54
316219000128 | 12" butt, 7" tip
316219000130 | 40' long | Treated wood piles, 12" butt, 7" tip, 40' long | LF | 35
316219000132 | 45' long | Treated wood piles, 12" butt, 7" tip, 45' long | LF | 33.52
316219000134 | 50' long | Treated wood piles, 12" butt, 7" tip, 50' long | LF | 35.4
316219000150 | 55' long | Treated wood piles, 12" butt, 7" tip, 55' long | LF | 34.43
316219000160 | 60' long | Treated wood piles, 12" butt, 7" tip, 60' long | LF | 33.63
316300000000 | BORED PILES
316313500000 | PRESTRESSED PILING | PRESTRESSED PILING
316313500980 | Prestressed concrete piling, less than 60' long
316313501000 | 10" sq. | Prestressed concrete piling, less than 60', 10" sq | LF | 31.79
316313501002 | 12" sq. | Prestressed concrete piling, less than 60', 12" sq | LF | 41.22
316313501004 | 14" sq. | Prestressed concrete piling, less than 60', 14" sq | LF | 42.8
316313501006 | 16" sq. | Prestressed concrete piling, less than 60', 16" sq | LF | 50.66
316313501008 | 18" sq. | Prestressed concrete piling, less than 60', 18" sq | LF | 66.99
316313501010 | 20" sq. | Prestressed concrete piling, less than 60', 20" sq | LF | 87.34
316313501012 | 24" sq. | Prestressed concrete piling, less than 60', 24" sq | LF | 109
316313501100 | More than 60' long
316313501120 | 12" sq. | Prestressed conc piling, more than 60' long, 12" sq | LF | 40.21
316313501140 | 14" sq. | Prestressed conc piling, more than 60' long, 14" sq | LF | 43.63
316313501160 | 16" sq. | Prestressed conc piling, more than 60' long, 16" sq | LF | 51.12
316313501180 | 18" sq. | Prestressed conc piling, more than 60' long, 18" sq | LF | 64.86
316313501200 | 20" sq. | Prestressed conc piling, more than 60' long, 20" sq | LF | 84.89
316313501220 | 24" sq. | Prestressed conc piling, more than 60' long, 24" sq | LF | 99.94
316313501480 | Straight cylinder, less than 60' long
316313501500 | 12" dia. | Prestressed, strt cyl, less than 60', 12" dia | LF | 39.39
316313501540 | 14" dia. | Prestressed, strt cyl, less than 60', 14" dia | LF | 50.15
316313501560 | 16" dia. | Prestressed, strt cyl, less than 60', 16" dia | LF | 59.1
316313501580 | 18" dia. | Prestressed, strt cyl, less than 60', 18" dia | LF | 72.41
316313501600 | 20" dia. | Prestressed, strt cyl, less than 60', 20" dia | LF | 84.06
316313501620 | 24" dia. | Prestressed, strt cyl, less than 60', 24" dia | LF | 102
316313501680 | More than 60' long
316313501700 | 12" dia. | Prestressed strt cyl, more than 60' long, 12" dia | LF | 37.47
316313501720 | 14" dia. | Prestressed strt cyl, more than 60' long, 14" dia | LF | 48.14
316313501740 | 16" dia. | Prestressed strt cyl, more than 60' long, 16" dia | LF | 57
316313501760 | 18" dia. | Prestressed strt cyl, more than 60' long, 18" dia | LF | 70.22
316313501780 | 20" dia. | Prestressed strt cyl, more than 60' long, 20" dia | LF | 81.77
316313501800 | 24" dia. | Prestressed strt cyl, more than 60' long, 24" dia | LF | 101
316313503000 | Concrete sheet piling
316313503100 | 12" thick x 20' long | Prestressed, conc sheet piling, 12" thick x 20' long | SF | 55.22
316313503120 | 25' long | Prestressed, conc sheet piling, 12" thick x 25' long | SF | 53.28
316313503130 | 30' long | Prestressed, conc sheet piling, 12" thick x 30' long | SF | 51.68
316313503140 | 35' long | Prestressed, conc sheet piling, 12" thick x 35' long | SF | 50.32
316313503150 | 40' long | Prestressed, conc sheet piling, 12" thick x 40' long | SF | 49.15
316313503200 | 16" thick x 40' long | Prestressed, conc sheet piling, 16" thick x 40' long | SF | 58.33
316313503220 | 45' long | Prestressed, conc sheet piling, 16" thick x 45' long | SF | 57.72
316313503240 | 50' long | Prestressed, conc sheet piling, 16" thick x 50' long | SF | 57.16
316313503260 | 55' long | Prestressed, conc sheet piling, 16" thick x 55' long | SF | 56.65
316313503280 | 60' long | Prestressed, conc sheet piling, 16" thick x 60' long | SF | 56.19
316400000000 | CAISSONS
316400100000 | CAISSONS, INCLUDES CASING | CAISSONS
316400101000 | Caisson, 3000# conc., 60# reinf./CY, stable ground
316400101020 | 18" dia., 0.065 CY/ LF | Caisson, incl 3000# conc, in stable ground, 18" dia | LF | 61.09
316400101040 | 24" dia., 0.116 CY/ LF | Caisson, incl 3000# conc, in stable ground, 24" dia | LF | 74.04
316400101060 | 30" dia., 0.182 CY/ LF | Caisson, incl 3000# conc, in stable ground, 30" dia | LF | 98.79
316400101080 | 36" dia., 0.262 CY/ LF | Caisson, incl 3000# conc, in stable ground, 36" dia | LF | 124
316400101100 | 48" dia., 0.465 CY/ LF | Caisson, incl 3000# conc, in stable ground, 48" dia | LF | 184
316400101120 | 60" dia., 0.727 CY/ LF | Caisson, incl 3000# conc, in stable ground, 60" dia | LF | 285
316400101140 | 72" dia., 1.05 CY/ LF | Caisson, incl 3000# conc, in stable ground, 72" dia | LF | 398
316400101160 | 84" dia., 1.43 CY/ LF | Caisson, incl 3000# conc, in stable ground, 84" dia | LF | 490
316400101500 | Wet ground, casing required but pulled
316400101520 | 18" dia. | Caisson, wet ground, casing req but pulled, 18" dia | LF | 73.4
316400101540 | 24" dia. | Caisson, wet ground, casing req but pulled, 24" dia | LF | 91.5
316400101560 | 30" dia. | Caisson, wet ground, casing req but pulled, 30" dia | LF | 116
316400101580 | 36" dia. | Caisson, wet ground, casing req but pulled, 36" dia | LF | 140
316400101600 | 48" dia. | Caisson, wet ground, casing req but pulled, 48" dia | LF | 212
316400101620 | 60" dia. | Caisson, wet ground, casing req but pulled, 60" dia | LF | 323
316400101640 | 72" dia. | Caisson, wet ground, casing req but pulled, 72" dia | LF | 483
316400101660 | 84" dia. | Caisson, wet ground, casing req but pulled, 84" dia | LF | 634
316400102000 | Soft rock
316400102020 | 18" dia. | Caisson, soft rock, 18" dia | LF | 172
316400102040 | 24" dia. | Caisson, soft rock, 24" dia | LF | 298
316400102060 | 30" dia. | Caisson, soft rock, 30" dia | LF | 404
316400102080 | 36" dia. | Caisson, soft rock, 36" dia | LF | 600
316400102100 | 48" dia. | Caisson, soft rock, 48" dia | LF | 831
316400102120 | 60" dia. | Caisson, soft rock, 60" dia | LF | 1266
316400102140 | 72" dia. | Caisson, soft rock, 72" dia | LF | 1485
316400102160 | 84" dia. | Caisson, soft rock, 84" dia | LF | 1695
320000000000 | EXTERIOR IMPROVEMENTS
321100000000 | PAVING
321117100000 | ASPHALT REPAIR | ASPHALT REPAIR
321117100010 | Coal tar seal coat, rubber add., fuel resist. | Coal tar emulsion seal coat, rubber additive, fu | SY | 4.02
321117100020 | Bituminous surface treatment, single | Bituminous surface treatment, single | SY | 3.49
321117100030 | Double | Bituminous surface treatment, double | SY | 3.85
321117100040 | Bituminous prime coat | Bituminous prime coat | SY | 1.99
321117100050 | Tack coat | Tack coat | SY | 1
321117100910 | Crack sealing, concrete paving | Crack sealing, concrete paving | LF | 2.02
321117104000 | Bituminous paving for pipe trench, 4" thick | Bituminous paving for pipe trench, 4" thick | SY | 41.59
321117106010 | Polypropylene, nonwoven paving fabric | Polypropylene, nonwoven paving fabric | SY | 2.66
321117106020 | Rubberized asphalt | Asphalt repair, rubberized asphalt | SY | 9.6
321117106040 | Asphalt slurry seal | Asphalt slurry seal | SY | 13.11
321200000000 | FLEXIBLE PAVEMENT
321216000000 | ASPHALT SURFACES | ASPHALT SURFACES
321216000050 | Asphalt wearing surface, flexible pavement
321216000100 | 1" thick | Asphalt surface, 1" thick | SY | 8.61
321216000120 | 1-1/2" thick | Asphalt surface, 1-1/2" thick | SY | 11.85
321216000130 | 2" thick | Asphalt surface, 2" thick | SY | 15.45
321216000140 | 3" thick | Asphalt surface, 3" thick | SY | 22.28
321216001000 | Binder course
321216001010 | 1-1/2" thick | Asphalt binder course, 1-1/2" thick | SY | 11.35
321216001030 | 2" thick | Asphalt binder course, 2" thick | SY | 14.72
321216001040 | 3" thick | Asphalt binder course, 3" thick | SY | 21.27
321216001050 | 4" thick | Asphalt binder course, 4" thick | SY | 26.87
321216001060 | 5" thick | Asphalt binder course, 5" thick | SY | 32.61
321216001070 | 6" thick | Asphalt binder course, 6" thick | SY | 38.54
321216002000 | Bituminous sidewalk, no base
321216002020 | 2" thick | Bituminous, sidewalk, no base, 2" thick | SY | 14.97
321216002040 | 3" thick | Bituminous sidewalk, no base, 3" thick | SY | 20.61
321300000000 | RIGID PAVING
321313000000 | CONCRETE PAVING | CONCRETE PAVING
321313001080 | Concrete paving, reinforced, 5000 psi concrete
321313002000 | 6" thick | Paving, concrete, 5000 psi, 6" thick | SY | 71.03
321313002005 | 7" thick | Paving, concrete, 5000 psi, 7" thick | SY | 79.56
321313002010 | 8" thick | Paving, concrete, 5000 psi, 8" thick | SY | 88.4
321313002015 | 9" thick | Paving, concrete, 5000 psi, 9" thick | SY | 97.63
321313002020 | 10" thick | Paving, concrete, 5000 psi, 10" thick | SY | 107
321313002030 | 11" thick | Paving, concrete, 5000 psi, 11" thick | SY | 118
321313002040 | 12" thick | Paving, concrete, 5000 psi, 12" thick | SY | 129
321313002045 | 15" thick | Paving, concrete, 5000 psi, 15" thick | SY | 161
321313002050 | Concrete paving, for pipe trench, reinforced
321313002051 | 7" thick | Paving, concrete, pipe trench, 7" thick | SY | 110
321313002052 | 8" thick | Paving, concrete, pipe trench, 8" thick | SY | 120
321313002053 | 9" thick | Paving, concrete, pipe trench, 9" thick | SY | 131
321313002054 | 10" thick | Paving, concrete, pipe trench, 10" thick | SY | 144
321313002060 | Fibrous concrete
321313002070 | 5" thick | Paving, fibrous concrete, 5" thick | SY | 78.13
321313002080 | 8" thick | Paving, fibrous concrete, 8" thick | SY | 91.74
321313004000 | Roller compacted concrete (RCC)
321313004040 | 8" thick | Paving, roller compacted concrete, 8" thick | SY | 99.13
321313004060 | 12" thick | Paving, roller compacted concrete, 12" thick | SY | 136
321313008980 | Steel edge forms up to
321313009000 | 12" deep | Paving, steel edge forms up to 12" deep | LF | 3.46
321313009020 | 15" deep | Paving, steel edge forms up to 15" deep | LF | 4.25
321313009030 | Paving finishes
321313009040 | Belt dragged | Paving finishes, belt dragged | SY | 3.2
321313009060 | Curing | Paving finishes, curing | SY | 1.15
321313100000 | SIDEWALKS, CONCRETE | SIDEWALKS
321313106000 | Walks, with wire mesh, base not incl.
321313106010 | 4" thick | Walks, wire mesh, no base, 4" thick | SF | 5.04
321313106020 | 5" thick | Walks, wire mesh, no base, 5" thick | SF | 6.47
321313106030 | 6" thick | Walks, wire mesh, no base, 6" thick | SF | 8.01
321400000000 | UNIT PAVING
321416000000 | PAVERS, MASONRY | PAVERS, MASONRY
321416004010 | Brick walk laid on sand, sand joints
321416004020 | Laid flat (4.5 per sf) | Brick walk, laid flat (4.5/sf) | SF | 13.4
321416004040 | Laid on edge (7.2 per sf) | Brick walk, laid on edge (7.2/sf) | SF | 20.57
321416004080 | Precast concrete patio blocks
321416004100 | 2" thick
321416005010 | Natural | Precast conc patio blocks, 2" thick, natural | SF | 6.09
321416005020 | Colors | Precast conc patio blocks, 2" thick, colors | SF | 7.46
321416005080 | Exposed aggregates, local aggregate
321416005100 | Natural | Precast conc, exposed aggregates, local, natural | SF | 13.11
321416005120 | Colors | Precast conc, exposed aggregates, local, colors | SF | 13.11
321416005130 | Granite or limestone aggregate | Precast conc, exposed aggregates, granite | SF | 13.58
321416005140 | White tumblestone aggregate | Precast conc, exposed aggregates, white tumblestone | SF | 10.46
321416005960 | Stone pavers, set in mortar
321416005990 | Bluestone
321416006000 | 1" thick
321416006010 | Irregular | Pavers, bluestone, 1" thick, irregular | SF | 27.5
321416006020 | Snapped rectangular | Pavers, bluestone, 1" thick, snapped rectangular | SF | 27.77
321416006060 | 1-1/2" thick, random rectangular | Pavers, bluestone, 1-1/2" thick, random rectangular | SF | 33.45
321416006070 | 2" thick, random rectangular | Pavers, bluestone, 2" thick, random rectangular | SF | 38.74
321416006080 | Slate
321416006090 | Natural cleft
321416006100 | Irregular, 3/4" thick | Pavers, slate, irregular, 3/4" thick | SF | 32.33
321416006110 | Random rectangular
321416006120 | 1-1/4" thick | Pavers, slate, random rectangular, 1/4" thick | SF | 41.17
321416006130 | 1-1/2" thick | Pavers, slate, irregular, 1/2" thick | SF | 46.1
321416006140 | Granite blocks
321416006150 | 3" thick, 3" to 6" wide
321416007020 | 4" to 12" long | Pavers, granite, 3" thick, 3-6" wide, 4-12" long | SF | 40.2
321416007030 | 6" to 15" long | Pavers, granite, 3" thick, 3"-6" wide, 6"-15" long | SF | 31.6
321416009800 | Crushed stone, white marble, 3" thick | Crushed stone, white marble, 3" thick | SF | 3.24
321700000000 | PAVING SPECIALTIES
321700200000 | CONCRETE CURBS AND GUTTERS | CONCRETE CURBS, CURBS AND GUTTERS
321700201000 | Curb & Gutter, cast-in-place, by machine, concrete
321700201010 | 9” x 12” | Concrete Curb and Gutter, cast in place, 9” x 12” | LF | 33.38
321700201020 | 9” x 18” | Concrete Curb and Gutter, cast in place, 9” x 18” | LF | 38.62
321700201030 | 9” x 24” | Concrete Curb and Gutter, cast in place, 9” x 24” | LF | 43.71
321700201040 | 9” x 30” | Concrete Curb and Gutter, cast in place, 9” x 30” | LF | 49.62
321700300000 | GUARDRAILS | GUARDRAILS
321700301000 | Pipe bollard, steel pipe, concrete filled, painted
321700301020 | 6" dia. | Pipe bollard, steel, conc fill, ptd, 6" dia | EA | 536
321700301040 | 8" dia. | Pipe bollard, steel, conc fill, ptd, 8" dia | EA | 706
321700301060 | 12" dia. | Pipe bollard, steel, conc fill, ptd, 12" dia | EA | 1205
321700302000 | Corrugated steel, guardrail, galvanized | Corrugated steel, guard rail, galv | LF | 42.59
321700302020 | End section, wrap around or flared | End section, wrap around or flared | EA | 162
321700302080 | Timber guardrail, 4" x 8" | Timber guard rail, 4"x8" | LF | 47.23
321700303000 | Guardrail, 3 cables, 3/4" dia.
321700303020 | Steel posts | Guard rail, 3 cables, 3/4" dia, steel posts | LF | 38.51
321700303040 | Wood posts | Guard rail, 3 cables, 3/4" dia, wood posts | LF | 35.17
321700303050 | Steel box beam
321700303060 | 6" x 6" | Guard rail, steel box beam, 6" x 6" | LF | 106
321700304000 | 6" x 8" | Guard rail, steel box beam, 6" x 8" | LF | 114
321700304010 | Concrete posts | Concrete posts | EA | 88.56
321700304100 | Barrel type impact barrier | Barrel type impact barrier | EA | 777
321700304200 | Light shield, 6' high | Light shield, 6' high | LF | 59.68
321700400000 | PARKING BARRIERS | PARKING BARRIERS
321700401000 | Timber, treated, 4' long
321700401020 | 4" x 4" | Timber, treated, 8' long, 4"x 4" | EA | 71.91
321700401200 | 6" x 6" | Timber, treated, 8' long, 6"x 6" | EA | 98.49
321700401780 | Precast concrete, 6' long, with dowels
321700401800 | 12" x 6" | Precast concrete, 4' long, w/dowels, 12"x 6" | EA | 99.82
321700401900 | 12" x 8" | Precast concrete, 4' long, w/dowels, 12"x 8" | EA | 116
321723000000 | PAVEMENT MARKINGS | PAVEMENT MARKINGS
321723000080 | Pavement line marking, paint
321723000100 | 4" wide | Pavement line marking, paint, 4" wide | LF | 0.48
321723000120 | 6" wide | Pavement line marking, paint, 6" wide | LF | 0.7
321723000125 | 8" wide | Pavement line marking, paint, 8" wide | LF | 1.03
321723000140 | Reflective paint, 4" wide | Pavement line marking, reflective paint, 4" wide | LF | 1.2
321723000145 | Airfield markings, retro-reflective
321723000150 | White | Airfield markings, retro-reflective, white | LF | 1.68
321723000160 | Yellow | Airfield markings, retro-reflective, yellow | LF | 1.76
321723000165 | Preformed tape, 4" wide
321723000170 | Inlaid reflective | Pavement, preformed tape, 4" wide, inlaid reflective | LF | 3.18
321723000190 | Reflective paint | Pavement, preformed tape, 4" wide, reflective paint | LF | 2.27
321723000195 | Thermoplastic
321723000200 | White | Pavement, preformed tape, 4"w, thermoplastic, white | LF | 1.62
321723000210 | Yellow | Pavement, preformed tape, 4"w, thermoplastic, yellow | LF | 1.62
321723000220 | 12" wide, thermoplastic, white | Pavement, preformed tape, 12"w, thermoplastic, white | LF | 4.6
321723000230 | Directional arrows, reflective preformed tape | Directional arrows, reflective preformed tape | EA | 248
321723000240 | Messages, reflective preformed tape (per letter) | Messages, reflective preform tape (per letter) | EA | 124
321723000250 | Handicap symbol, preformed tape | Handicap symbol, preformed tape | EA | 102
321723002000 | Parking stall painting | Parking stall painting | EA | 21.61
323100000000 | SITE IMPROVEMENTS
323113000000 | CHAIN LINK FENCE | CHAIN LINK FENCE
323113000230 | Chain link fence, 9 ga., galvanized, with posts 10' o.c.
323113000250 | 4' high | Chain link fence, 9 gauge, 4' high | LF | 13.1
323113000260 | 5' high | Chain link fence, 9 gauge, 5' high | LF | 17.23
323113000270 | 6' high | Chaink link fence, 9 gauge, 6' high | LF | 20.91
323113000280 | 7' high | Chain link fence, 9 gauge, 7' high | LF | 24.52
323113001000 | 8' high | Chain link fence, 9 gauge, 8' high | LF | 29.73
323113001040 | For barbed wire with hangers, add
323113001050 | 3 strand | Chain link fence, barbed wire w/hangers, 3 strand | LF | 6.31
323113001060 | 6 strand | Chain link fence, barbed wire w/hangers, 6 strand | LF | 10.61
323113001070 | Corner or gate post, 3" post
323113001080 | 4' high | Chain link fence, corner/gate, 3" post, 4' high | EA | 121
323113001084 | 5' high | Chain link fence, corner/gate, 3" post, 5' high | EA | 133
323113001085 | 6' high | Chain link fence, corner/gate, 3" post, 6' high | EA | 150
323113001086 | 7' high | Chain link fence, corner/gate, 3" post, 7' high | EA | 179
323113001087 | 8' high | Chain link fence, corner/gate, 3" post, 8' high | EA | 189
323113001089 | 4" post
323113001090 | 4' high | Chain link fence, corner/gate, 4" post, 4' high | EA | 194
323113001091 | 5' high | Chain link fence, corner/gate, 4" post, 5' high | EA | 229
323113001092 | 6' high | Chain link fence, corner/gate, 4" post, 6' high | EA | 252
323113001093 | 7' high | Chain link fence, corner/gate, 4" post, 7' high | EA | 277
323113001094 | 8' high | Chain link fence, corner/gate, 4" post, 8' high | EA | 304
323113001100 | Gate with gate posts, galvanized, 3' wide
323113001102 | 4' high | Chain link fence, gate w/gate posts, 3' wide, 4' high | EA | 303
323113001104 | 5' high | Chain link fence, gate w/gate posts, 3' wide, 5' high | EA | 397
323113001106 | 6' high | Chain link fence, gate w/gate posts, 3' wide, 6' high | EA | 435
323113001108 | 7' high | Chain link fence, gate w/gate posts, 3' wide, 7' high | EA | 584
323113001109 | 8' high | Chain link fence, gate w/gate posts, 3' wide, 8' high | EA | 604
323113001161 | Fabric, galvanized chain link, 2" mesh, 9 ga.
323113001163 | 4' high | Chain link fence, fabric, 2" mesh, 9 ga, 4' high | LF | 7.7
323113001164 | 5' high | Chain link fence, fabric, 2" mesh, 9 ga, 5' high | LF | 9.37
323113001165 | 6' high | Chain link fence, fabric, 2" mesh, 9 ga, 6' high | LF | 12.73
323113001166 | 8' high | Chain link fence, fabric, 2" mesh, 9 ga, 8' high | LF | 20.19
323113001400 | Line post, no rail fitting, galvanized, 2-1/2" dia.
323113001410 | 4' high | Chain link fence, line post, 2-1/2" dia, 4' high | EA | 50.59
323113001420 | 5' high | Chain link fence, line post, 2-1/2" dia, 5' high | EA | 55.15
323113001430 | 6' high | Chain link fence, line post, 2-1/2" dia, 6' high | EA | 59.84
323113001440 | 7' high | Chain link fence, line post, 2-1/2" dia, 7' high | EA | 69.34
323113001450 | 8' high | Chain link fence, line post, 2-1/2" dia, 8' high | EA | 80.81
323113001460 | 1-7/8" H beam
323113001470 | 4' high | Chain link fence, line post, 1-7/8" H beam, 4' high | EA | 58.52
323113001480 | 5' high | Chain link fence, line post, 1-7/8" H beam, 5' high | EA | 64.96
323113001490 | 6' high | Chain link fence, line post, 1-7/8" H beam, 6' high | EA | 75.17
323113001500 | 7' high | Chain link fence, line post, 1-7/8" H beam, 7' high | EA | 86.69
323113001510 | 8' high | Chain link fence, line post, 1-7/8" H beam, 8' high | EA | 98.02
323113001550 | 2-1/4" H beam
323113001560 | 4' high | Chain link fence, line post, 2-1/4" H-beam, 4' high | EA | 47.66
323113001570 | 5' high | Chain link fence, line post, 2-1/4" H-beam, 5' high | EA | 56.58
323113001580 | 6' high | Chain link fence, line post, 2-1/4" H-beam, 6' high | EA | 63.32
323113001590 | 7' high | Chain link fence, line post, 2-1/4" H-beam, 7' high | EA | 74.35
323113001600 | 8' high | Chain link fence, line post, 2-1/4" H-beam, 8' high | EA | 88.59
323113001980 | Vinyl coated, 9 ga., with posts 10' o.c.
323113002000 | 4' high | Chain link fence, vinyl coated, 9 ga, 4' high | LF | 18.42
323113002010 | 5' high | Chain link fence, vinyl coated, 9 ga, 5' high | LF | 22.29
323113002020 | 6' high | Chain link fence, vinyl coated, 9 ga, 6' high | LF | 27.68
323113002030 | 7' high | Chain link fence, vinyl coated, 9 ga, 7' high | LF | 31.36
323113002040 | 8' high | Chain link fence, vinyl coated, 9 ga, 8' high | LF | 37.3
323113002042 | 10' high | Chain link fence, vinyl coated, 9 ga, 10' high | LF | 22.26
323113002044 | 12' high | Chain link fence, vinyl coated, 9 ga, 12' high | LF | 25.98
323113002045 | For barbed wire w/hangers, add
323113002050 | 3 strand | Barbed wire w/hangers, 3 strand | LF | 6.55
323113002060 | 6 Strand | Barbed wire w/hangers, 6 Strand | LF | 10.75
323113002080 | Corner, or gate post, 4' high
323113002100 | 3" dia. | Corner, or gate post, 4' high, 3" dia | EA | 136
323113002110 | 4" dia. | Corner, or gate post, 4' high, 4" dia | EA | 197
323113002120 | 6" dia. | Corner, or gate post, 4' high, 6" dia | EA | 230
323113002160 | Gate, with posts, 3' wide
323113002180 | 4' high | Gate, with posts, 3' wide, 4' high | EA | 323
323113002190 | 5' high | Gate, with posts, 3' wide, 5' high | EA | 406
323113002200 | 6' high | Gate, with posts, 3' wide, 6' high | EA | 435
323113002210 | 7' high | Gate, with posts, 3' wide, 7' high | EA | 578
323113002220 | 8' high | Gate, with posts, 3' wide, 8' high | EA | 607
323113002500 | Line post, no rail fitting, 2-1/2" dia.
323113002510 | 4' high | Line post, no rail fitting, 2-1/2" dia, 4' high | EA | 48.54
323113002520 | 5' high | Line post, no rail fitting, 2-1/2" dia, 5' high | EA | 52.91
323113002530 | 6' high | Line post, no rail fitting, 2-1/2" dia, 6' high | EA | 57.4
323113002540 | 7' high | Line post, no rail fitting, 2-1/2" dia, 7' high | EA | 66.55
323113002550 | 8' high | Line post, no rail fitting, 2-1/2" dia, 8' high | EA | 77.71
323113002600 | Corner post, no top rail fitting, 4" dia.
323113002610 | 4' high | Corner post, no top rail fitting, 4" dia, 4' high | EA | 181
323113002620 | 5' high | Corner post, no top rail fitting, 4" dia, 5' high | EA | 212
323113002630 | 6' high | Corner post, no top rail fitting, 4" dia, 6' high | EA | 234
323113002640 | 7' high | Corner post, no top rail fitting, 4" dia, 7' high | EA | 258
323113002650 | 8' high | Corner post, no top rail fitting, 4" dia, 8' high | EA | 282
323113003000 | Fabric, vinyl, chain link, 2" mesh, 9 ga.
323113003010 | 4' high | Fabric, vinyl, 2" mesh, 9 ga, 4' high | LF | 7.35
323113003020 | 5' high | Fabric, vinyl, 2" mesh, 9 ga, 5' high | LF | 8.93
323113003030 | 6' high | Fabric, vinyl, 2" mesh, 9 ga, 6' high | LF | 12.12
323113003040 | 8' high | Fabric, vinyl, 2" mesh, 9 ga, 8' high | LF | 19.17
323113008000 | Swing gates, galvanized, 4' high
323113008010 | Single gate
323113008020 | 3' wide | Chain link gate, swing, single, 3' wide, 4'high | EA | 372
323113008025 | 4' wide | Chain link gate, swing, single, 4' wide, 4'high | EA | 393
323113008028 | Double gate
323113008030 | 10' wide | Chain link gate, swing, double, 10' wide, 4'high | EA | 808
323113008035 | 12' wide | Chain link gate, swing, double, 12' wide, 4'high | EA | 853
323113008040 | 14' wide | Chain link gate, swing, double, 14' wide, 4'high | EA | 867
323113008045 | 16' wide | Chain link gate, swing, double, 16' wide, 4'high | EA | 940
323113008050 | 18' wide | Chain link gate, swing, double, 18' wide, 4'high | EA | 1102
323113008055 | 20' wide | Chain link gate, swing, double, 20' wide, 4'high | EA | 1142
323113008060 | 22' wide | Chain link gate, swing, double, 22' wide, 4'high | EA | 1232
323113008065 | 24' wide | Chain link gate, swing, double, 24' wide, 4'high | EA | 1313
323113008070 | 26' wide | Chain link gate, swing, double, 26' wide, 4'high | EA | 1352
323113008075 | 28' wide | Chain link gate, swing, double, 28' wide, 4'high | EA | 1497
323113008080 | 30' wide | Chain link gate, swing, double, 30' wide, 4'high | EA | 1558
323113008085 | 5' high
323113008088 | Single gate
323113008090 | 3' wide | Chain link gate, swing, single, 5' high, 3' wide | EA | 436
323113008095 | 4' wide | Chain link gate, swing, single, 5' high, 4' wide | EA | 469
323113008098 | Double gate
323113008100 | 10' wide | Chain link gate, swing, double, 5' high, 10' wide | EA | 918
323113008105 | 12' wide | Chain link gate, swing, double, 5' high, 12' wide | EA | 957
323113008110 | 14' wide | Chain link gate, swing, double, 5' high, 14' wide | EA | 1414
323113008115 | 16' wide | Chain link gate, swing, double, 5' high, 16' wide | EA | 1036
323113008120 | 18' wide | Chain link gate, swing, double, 5' high, 18' wide | EA | 1102
323113008125 | 20' wide | Chain link gate, swing, double, 5' high, 20' wide | EA | 1201
323113008130 | 22' wide | Chain link gate, swing, double, 5' high, 22' wide | EA | 1239
323113008135 | 24' wide | Chain link gate, swing, double, 5' high, 24' wide | EA | 1342
323113008140 | 26' wide | Chain link gate, swing, double, 5' high, 26' wide | EA | 1382
323113008145 | 28' wide | Chain link gate, swing, double, 5' high, 28' wide | EA | 1577
323113008150 | 30' wide | Chain link gate, swing, double, 5' high, 30' wide | EA | 1617
323113008155 | 6' high
323113008158 | Single gate
323113008160 | 3' wide | Chain link gate, swing, single, 6' high, 3' wide | EA | 492
323113008165 | 4' wide | Chain link gate, swing, single, 6' high, 4' wide | EA | 517
323113008168 | Double gate
323113008170 | 10' wide | Chain link gate, swing, double, 6' high, 10' wide | EA | 998
323113008175 | 12' wide | Chain link gate, swing, double, 6' high, 12' wide | EA | 1086
323113008180 | 14' wide | Chain link gate, swing, double, 6' high, 14' wide | EA | 1134
323113008185 | 16' wide | Chain link gate, swing, double, 6' high, 16' wide | EA | 1195
323113008190 | 18' wide | Chain link gate, swing, double, 6' high, 18' wide | EA | 1302
323113008195 | 20' wide | Chain link gate, swing, double, 6' high, 20' wide | EA | 1334
323113008200 | 22' wide | Chain link gate, swing, double, 6' high, 22' wide | EA | 1405
323113008205 | 24' wide | Chain link gate, swing, double, 6' high, 24' wide | EA | 1542
323113008210 | 26' wide | Chain link gate, swing, double, 6' high, 26' wide | EA | 1577
323113008215 | 28' wide | Chain link gate, swing, double, 6' high, 28' wide | EA | 1761
323113008220 | 30' wide | Chain link gate, swing, double, 6' high, 30' wide | EA | 1826
323113008225 | 7' high
323113008228 | Single gate
323113008230 | 3' wide | Chain link gate, swing, single, 7' high, 3' wide | EA | 662
323113008235 | 4' wide | Chain link gate, swing, single, 7' high, 4' wide | EA | 702
323113008238 | Double gate
323113008240 | 10' wide | Chain link gate, swing, double, 7' high, 10' wide | EA | 1310
323113008245 | 12' wide | Chain link gate, swing, double, 7' high, 12' wide | EA | 1394
323113008250 | 14' wide | Chain link gate, swing, double, 7' high, 14' wide | EA | 1467
323113008255 | 16' wide | Chain link gate, swing, double, 7' high, 16' wide | EA | 1538
323113008260 | 18' wide | Chain link gate, swing, double, 7' high, 18' wide | EA | 1694
323113008265 | 20' wide | Chain link gate, swing, double, 7' high, 20' wide | EA | 1767
323113008270 | 22' wide | Chain link gate, swing, double, 7' high, 22' wide | EA | 1838
323113008275 | 24' wide | Chain link gate, swing, double, 7' high, 24' wide | EA | 2061
323113008280 | 26' wide | Chain link gate, swing, double, 7' high, 26' wide | EA | 2157
323113008285 | 28' wide | Chain link gate, swing, double, 7' high, 28' wide | EA | 2397
323113008290 | 30' wide | Chain link gate, swing, double, 7' high, 30' wide | EA | 2628
323113008295 | 8' high
323113008298 | Single gate
323113008300 | 3' wide | Chain link gate, swing, single, 8' high, 3' wide | EA | 704
323113008305 | 4' wide | Chain link gate, swing, single, 8' high, 4' wide | EA | 733
323113008308 | Double gate
323113008310 | 10' wide | Chain link gate, swing, double, 8' high, 10' wide | EA | 1434
323113008315 | 12' wide | Chain link gate, swing, double, 8' high, 12' wide | EA | 1495
323113008320 | 14' wide | Chain link gate, swing, double, 8' high, 14' wide | EA | 1575
323113008325 | 16' wide | Chain link gate, swing, double, 8' high, 16' wide | EA | 1684
323113008330 | 18' wide | Chain link gate, swing, double, 8' high, 18' wide | EA | 1819
323113008335 | 20' wide | Chain link gate, swing, double, 8' high, 20' wide | EA | 1869
323113008340 | 22' wide | Chain link gate, swing, double, 8' high, 22' wide | EA | 1943
323113008345 | 24' wide | Chain link gate, swing, double, 8' high, 24' wide | EA | 2229
323113008350 | 26' wide | Chain link gate, swing, double, 8' high, 26' wide | EA | 2283
323113008355 | 28' wide | Chain link gate, swing, double, 8' high, 28' wide | EA | 2546
323113008360 | 30' wide | Chain link gate, swing, double, 8' high, 30' wide | EA | 2723
323113008505 | Vinyl coated swing gates, 4' high
323113008508 | Single gate
323113008510 | 3' wide | Chain link gate, swing, VC, 4' high, single, 3' wide | EA | 478
323113008515 | 4' wide | Chain link gate, swing, VC, 4' high, single, 4' wide | EA | 510
323113008518 | Double gate
323113008520 | 10' wide | Chain link gate, swing, VC, 4' high, double, 10' wide | EA | 1084
323113008525 | 12' wide | Chain link gate, swing, VC, 4' high, double, 12' wide | EA | 1152
323113008530 | 14' wide | Chain link gate, swing, VC, 4' high, double, 14' wide | EA | 1173
323113008535 | 16' wide | Chain link gate, swing, VC, 4' high, double, 16' wide | EA | 1282
323113008540 | 18' wide | Chain link gate, swing, VC, 4' high, double, 18' wide | EA | 1470
323113008545 | 20' wide | Chain link gate, swing, VC, 4' high, double, 20' wide | EA | 1530
323113008550 | 22' wide | Chain link gate, swing, VC, 4' high, double, 22' wide | EA | 1666
323113008555 | 24' wide | Chain link gate, swing, VC, 4' high, double, 24' wide | EA | 1755
323113008560 | 26' wide | Chain link gate, swing, VC, 4' high, double, 26' wide | EA | 1815
323113008565 | 28' wide | Chain link gate, swing, VC, 4' high, double, 28' wide | EA | 1989
323113008570 | 30' wide | Chain link gate, swing, VC, 4' high, double, 30' wide | EA | 2080
323113008575 | 5' high
323113008578 | Single gate
323113008580 | 3' wide | Chain link gate, swing, VC, 5' high, single, 3' wide | EA | 547
323113008585 | 4' wide | Chain link gate, swing, VC, 5' high, single, 4' wide | EA | 596
323113008588 | Double gate
323113008590 | 10' wide | Chain link gate, swing, VC, 5' high, double, 10' wide | EA | 1216
323113008595 | 12' wide | Chain link gate, swing, VC, 5' high, double, 12' wide | EA | 1276
323113008600 | 14' wide | Chain link gate, swing, VC, 5' high, double, 14' wide | EA | 1349
323113008605 | 16' wide | Chain link gate, swing, VC, 5' high, double, 16' wide | EA | 1393
323113008610 | 18' wide | Chain link gate, swing, VC, 5' high, double, 18' wide | EA | 1470
323113008615 | 20' wide | Chain link gate, swing, VC, 5' high, double, 20' wide | EA | 1619
323113008620 | 22' wide | Chain link gate, swing, VC, 5' high, double, 22' wide | EA | 1676
323113008625 | 24' wide | Chain link gate, swing, VC, 5' high, double, 24' wide | EA | 1799
323113008630 | 26' wide | Chain link gate, swing, VC, 5' high, double, 26' wide | EA | 1859
323113008635 | 28' wide | Chain link gate, swing, VC, 5' high, double, 28' wide | EA | 2109
323113008640 | 30' wide | Chain link gate, swing, VC, 5' high, double, 30' wide | EA | 2169
323113008645 | 6' high
323113008648 | Single gate
323113008650 | 3' wide | Chain link gate, swing, VC, 6' high, single, 3' wide | EA | 632
323113008655 | 4' wide | Chain link gate, swing, VC, 6' high, single, 4' wide | EA | 669
323113008658 | Double gate
323113008660 | 10' wide | Chain link gate, swing, VC, 6' high, double, 10' wide | EA | 1337
323113008665 | 12' wide | Chain link gate, swing, VC, 6' high, double, 12' wide | EA | 1469
323113008670 | 14' wide | Chain link gate, swing, VC, 6' high, double, 14' wide | EA | 1541
323113008675 | 16' wide | Chain link gate, swing, VC, 6' high, double, 16' wide | EA | 1632
323113008680 | 18' wide | Chain link gate, swing, VC, 6' high, double, 18' wide | EA | 1770
323113008685 | 20' wide | Chain link gate, swing, VC, 6' high, double, 20' wide | EA | 1818
323113008690 | 22' wide | Chain link gate, swing, VC, 6' high, double, 22' wide | EA | 1924
323113008695 | 24' wide | Chain link gate, swing, VC, 6' high, double, 24' wide | EA | 2100
323113008698 | 26' wide | Chain link gate, swing, VC, 6' high, double, 26' wide | EA | 2152
323113008700 | 28' wide | Chain link gate, swing, VC, 6' high, double, 28' wide | EA | 2386
323113008705 | 30' wide | Chain link gate, swing, VC, 6' high, double, 30' wide | EA | 2483
323113008710 | 7' high
323113008713 | Single gate
323113008715 | 3' wide | Chain link gate, swing, VC, 7' high, single, 3' wide | EA | 833
323113008720 | 4' wide | Chain link gate, swing, VC, 7' high, single, 4' wide | EA | 892
323113008723 | Double gate
323113008725 | 10' wide | Chain link gate, swing, VC, 7' high, double, 10' wide | EA | 1752
323113008730 | 12' wide | Chain link gate, swing, VC, 7' high, double, 12' wide | EA | 1877
323113008735 | 14' wide | Chain link gate, swing, VC, 7' high, double, 14' wide | EA | 1986
323113008740 | 16' wide | Chain link gate, swing, VC, 7' high, double, 16' wide | EA | 2093
323113008745 | 18' wide | Chain link gate, swing, VC, 7' high, double, 18' wide | EA | 2284
323113008750 | 20' wide | Chain link gate, swing, VC, 7' high, double, 20' wide | EA | 2394
323113008755 | 22' wide | Chain link gate, swing, VC, 7' high, double, 22' wide | EA | 2501
323113008760 | 24' wide | Chain link gate, swing, VC, 7' high, double, 24' wide | EA | 2772
323113008765 | 26' wide | Chain link gate, swing, VC, 7' high, double, 26' wide | EA | 2916
323113008770 | 28' wide | Chain link gate, swing, VC, 7' high, double, 28' wide | EA | 3195
323113008775 | 30' wide | Chain link gate, swing, VC, 7' high, double, 30' wide | EA | 3541
323113008780 | 8' high
323113008783 | Single gate
323113008785 | 3' wide | Chain link gate, swing, VC, 8' high, single, 3' wide | EA | 897
323113008790 | 4' wide | Chain link gate, swing, VC, 8' high, single, 4' wide | EA | 939
323113008793 | Double gate
323113008795 | 10' wide | Chain link gate, swing, VC, 8' high, double, 10' wide | EA | 1937
323113008800 | 12' wide | Chain link gate, swing, VC, 8' high, double, 12' wide | EA | 2029
323113008805 | 14' wide | Chain link gate, swing, VC, 8' high, double, 14' wide | EA | 2149
323113008810 | 16' wide | Chain link gate, swing, VC, 8' high, double, 16' wide | EA | 2312
323113008815 | 18' wide | Chain link gate, swing, VC, 8' high, double, 18' wide | EA | 2472
323113008820 | 20' wide | Chain link gate, swing, VC, 8' high, double, 20' wide | EA | 2547
323113008825 | 22' wide | Chain link gate, swing, VC, 8' high, double, 22' wide | EA | 2658
323113008830 | 24' wide | Chain link gate, swing, VC, 8' high, double, 24' wide | EA | 3023
323113008835 | 26' wide | Chain link gate, swing, VC, 8' high, double, 26' wide | EA | 3105
323113008840 | 28' wide | Chain link gate, swing, VC, 8' high, double, 28' wide | EA | 3418
323113008845 | 30' wide | Chain link gate, swing, VC, 8' high, double, 30' wide | EA | 3680
323113008900 | Motor operator for gates, no wiring | Chain link gate, motor operator for gates, no wiring | EA | 6057
323113008910 | Privacy insert, vinyl plastic | Chain link fence, privacy insert, vinyl | SF | 4.02
323113008920 | Powder coating metal fence
323113008923 | Minimum | Powder coating metal fence, min. | SF | 6.05
323113008926 | Average | Powder coating metal fence, avg. | SF | 7.86
323113008929 | Maximum | Powder coating metal fence, max. | SF | 9.68
323113008930 | For 1" mesh, add to material price 100% | Chain link fence, add 100% to material for For 1" mesh | SF
323113009000 | Drilling fence post holes
323113009010 | In soil
323113009020 | By hand | CL fence, drilling post holes, soil, auger, by hand | EA | 32.04
323113009030 | By machine auger | CL fence, drilling post holes, soil, auger, by machine | EA | 21.4
323113009050 | In rock
323113009060 | By jackhammer | CL fence, drilling post holes, rock, by jackhammer | EA | 285
323113009070 | By rock drill | CL fence, drilling post holes, rock, by rock drill | EA | 85.57
323113009079 | Privacy slats, installed vertically
323113009080 | Vinyl plastic, 2" mesh | Chain link fence, privacy insert, vinyl | SF | 4.02
323113009081 | 1" mesh | Chain link fence, 1" mesh | SF | 7.17
323113009100 | Aluminum privacy slats, installed vertically | Aluminum privacy slats, installed vertically on | SF | 2.79
323113009120 | Post hole, dig by hand | Post hole, dig by hand | EA | 42.71
323113009130 | Set fence post in concrete | Set fence post in concrete | EA | 43.79
323190100000 | SHRUB & TREE MAINTENANCE | SHRUB & TREE MAINTENANCE
323190101000 | Moving shrubs on site
323190101020 | 12" ball | Moving shrubs on site, 12" ball | EA | 80.09
323190101040 | 24" ball | Moving shrubs on site, 24" ball | EA | 107
323190101220 | 3' high | Moving shrubs on site, 3' high | EA | 64.07
323190101240 | 4' high | Moving shrubs on site, 4' high | EA | 71.19
323190101260 | 5' high | Moving shrubs on site, 5' high | EA | 80.09
323190101280 | 18" spread | Moving shrubs on site, 18" spread | EA | 91.53
323190101300 | 30" spread | Moving shrubs on site, 30" spread | EA | 107
323190102000 | Moving trees on site
323190102020 | 24" ball | Moving trees on site, 24" ball | EA | 176
323190102040 | 48" ball | Moving trees on site, 48" ball | EA | 234
323190103020 | Trees
323190103040 | 3' high | Trees, 3' high | EA | 70.2
323190103060 | 6' high | Trees, 6' high | EA | 78.01
323190103080 | 8' high | Trees, 8' high | EA | 87.75
323190103100 | 10' high | Trees, 10' high | EA | 117
323190103110 | Palm trees
323190103120 | 7' high | Palm trees, 7' high | EA | 87.75
323190103140 | 10' high | Palm trees, 10' high | EA | 117
323190103142 | 20' high | Palm trees, 20' high | EA | 351
323190103144 | 40' high | Palm trees, 40' high | EA | 702
323190103148 | Guying trees
323190103150 | 4" dia. | Guying trees, 4" dia | EA | 59.54
323190103160 | 8" dia. | Guying trees, 8" dia | EA | 89.54
323190200000 | FERTILIZING | FERTILIZING
323190200080 | Fertilizing (23#/1000 sf)
323190200100 | By square yard | Fertilizing (23#/1000 sf), by square yard | SY | 0.25
323190200120 | By acre | Fertilizing (23#/1000 sf), by acre | ACRE | 1282
323190202980 | Liming (70#/1000 sf)
323190203000 | By square yard | Liming (70#/1000 sf), by square yard | SY | 0.34
323190203020 | By acre | Liming (70#/1000 sf), by acre | ACRE | 1646
323190300000 | WEED CONTROL | WEED CONTROL
323190301000 | Weed control, bromicil, 15 lb./acre, wettable powder | Weed control, bromicil, 15 lb./acre, wettable po | ACRE | 651
323190301100 | Vegetation control, by application of plant killer | Vegetation control, by application of plant kill | SY | 0.29
323190301200 | Weed killer, lawns and fields | Weed killer, lawns and fields | SY | 0.41
328400000000 | PLANTING IRRIGATION
328400400000 | LAWN IRRIGATION | LAWN IRRIGATION
328400400480 | Residential system, complete
328400400490 | Minimum | Lawn irrigation, residential, complete, min | ACRE | 24058
328400400520 | Maximum | Lawn irrigation, residential, complete, max | ACRE | 45793
328400400580 | Commercial system, complete
328400400600 | Minimum | Lawn irrigation, commercial, complete, min | ACRE | 36527
328400400620 | Maximum | Lawn irrigation, commercial, complete, max | ACRE | 57739
328400401000 | Components
328400401200 | Pipe
328400401400 | Schedule 40, PVC
328400401410 | 1/2" | Lawn irrigation, pipe, Sch 40, PVC, 1/2" | LF | 4.02
328400401420 | 3/4" | Lawn irrigation, pipe, Sch 40, PVC, 3/4" | LF | 4.49
328400401430 | 1" | Lawn irrigation, pipe, Sch 40, PVC, 1" | LF | 5.06
328400401450 | 1-1/4" | Lawn irrigation, pipe, Sch 40, PVC, 1-1/4" | LF | 5.52
328400401460 | 1-1/2" | Lawn irrigation, pipe, Sch 40, PVC, 1-1/2" | LF | 5.97
328400401470 | 2" | Lawn irrigation, pipe, Sch 40, PVC, 2" | LF | 7.24
328400401480 | 2-1/2" | Lawn irrigation, pipe, Sch 40, 2-1/2" | LF | 9.18
328400401490 | 3" | Lawn irrigation, pipe, Sch 40, PVC, 3" | LF | 11.3
328400401500 | 4" | Lawn irrigation, pipe, Sch 40, PVC, 4" | LF | 14.83
328400401510 | 6" | Lawn irrigation, pipe, Sch 40, PVC, 6" | LF | 23.03
328400403000 | Fittings
328400403200 | Tee
328400403210 | 1/2" | Lawn irrigation, fittings, tee, 1/2" | EA | 11.34
328400403220 | 3/4" | Lawn irrigation, fittings, tee, 3/4" | EA | 11.42
328400403230 | 1" | Lawn irrigation, fittings, tee, 1" | EA | 11.81
328400403340 | 1-1/4" | Lawn irrigation, fittings, tee, 1-1/4" | EA | 13.55
328400403350 | 1-1/2" | Lawn irrigation, fittings, tee, 1-1/2" | EA | 15.08
328400403360 | 2" | Lawn irrigation, fittings, tee, 2" | EA | 17.54
328400403370 | 2-1/2" | Lawn irrigation, fittings, tee, 2-1/2" | EA | 27.62
328400403380 | 3" | Lawn irrigation, fittings, tee, 3" | EA | 30.83
328400403390 | 4" | Lawn irrigation, fittings, tee, 4" | EA | 46.09
328400403400 | 6" | Lawn irrigation, fittings, tee, 6" | EA | 107
328400403450 | Ell
328400403460 | 1/2" | Lawn irrigation, fittings, el, 1/2" | EA | 10.54
328400403470 | 3/4" | Lawn irrigation, fittings, el, 3/4" | EA | 11.44
328400403480 | 1" | Lawn irrigation, fittings, el, 1" | EA | 12.01
328400403490 | 1-1/4" | Lawn irrigation, fittings, el, 1-1/4" | EA | 13
328400403500 | 1-1/2" | Lawn irrigation, fittings, el, 1-1/2" | EA | 13.32
328400403510 | 2" | Lawn irrigation, fittings, el, 2" | EA | 15.62
328400403520 | 2-1/2" | Lawn irrigation, fittings, el, 2-1/2" | EA | 25.84
328400403530 | 3" | Lawn irrigation, fittings, el, 3" | EA | 30.74
328400403540 | 4" | Lawn irrigation, fittings, el, 4" | EA | 39.16
328400403550 | 6" | Lawn irrigation, fittings, el, 6" | EA | 127
328400403600 | Coupling
328400403610 | 1/2" | Lawn irrigation, fittings, coupling, 1/2" | EA | 10.52
328400403620 | 3/4" | Lawn irrigation, fittings, coupling, 3/4" | EA | 11.58
328400403630 | 1" | Lawn irrigation, fittings, coupling, 1" | EA | 12.25
328400403640 | 1-1/4" | Lawn irrigation, fittings, coupling, 1-1/4" | EA | 12.66
328400403650 | 1-1/2" | Lawn irrigation, fittings, coupling, 1-1/2" | EA | 12.77
328400403660 | 2" | Lawn irrigation, fittings, coupling, 2" | EA | 14.95
328400403670 | 2-1/2" | Lawn irrigation, fittings, coupling, 2-1/2" | EA | 20.31
328400403680 | 3" | Lawn irrigation, fittings, coupling, 3" | EA | 27.44
328400403690 | 4" | Lawn irrigation, fittings, coupling, 4" | EA | 30.05
328400403700 | 6" | Lawn irrigation, fittings, coupling, 6" | EA | 81.19
328400403800 | 45 Ell
328400403810 | 1/2" | Lawn irrigation, fittings, 45 el, 1/2" | EA | 10.86
328400403820 | 3/4" | Lawn irrigation, fittings, 45 el, 3/4" | EA | 12.33
328400403830 | 1" | Lawn irrigation, fittings, 45 el, 1" | EA | 13
328400403840 | 1-1/4" | Lawn irrigation, fittings, 45 el, 1-1/4" | EA | 13.82
328400403850 | 1-1/2" | Lawn irrigation, fittings, 45 el, 1-1/2" | EA | 14.48
328400403860 | 2" | Lawn irrigation, fittings, 45 el, 2" | EA | 16.6
328400403870 | 2-1/2" | Lawn irrigation, fittings, 45 el, 2-1/2" | EA | 27.66
328400403880 | 3" | Lawn irrigation, fittings, 45 el, 3" | EA | 35.68
328400403890 | 4" | Lawn irrigation, fittings, 45 el, 4" | EA | 49.68
328400403900 | 6" | Lawn irrigation, fittings, 45 el, 6" | EA | 134
328400404000 | Riser, 1/2" diameter
328400404010 | 2" (close) | Lawn irrigation, riser, 1/2" dia., 2" (close) | EA | 16.78
328400404020 | 3" | Lawn irrigation, riser, 1/2" dia., 3" | EA | 16.92
328400404030 | 4" | Lawn irrigation, riser, 1/2" dia., 4" | EA | 19.42
328400404040 | 5" | Lawn irrigation, riser, 1/2" dia., 5" | EA | 19.53
328400404050 | 6" | Lawn irrigation, riser, 1/2" dia., 6" | EA | 19.88
328400404100 | 3/4" diameter
328400404110 | 2" (close) | Lawn irrigation, riser, 3/4" dia., 2" (close) | EA | 16.78
328400404120 | 3" | Lawn irrigation, riser, 3/4" dia., 3" | EA | 16.92
328400404130 | 4" | Lawn irrigation, riser, 3/4" dia., 4" | EA | 19.32
328400404140 | 5" | Lawn irrigation, riser, 3/4" dia., 5" | EA | 19.64
328400404150 | 6" | Lawn irrigation, riser, 3/4" dia., 6" | EA | 19.73
328400404200 | 1" diameter
328400404210 | 2" (close) | Lawn irrigation, riser, 1" dia., 2" (close) | EA | 17.13
328400404220 | 3" | Lawn irrigation, riser, 1" dia., 3" | EA | 17.44
328400404230 | 4" | Lawn irrigation, riser, 1" dia., 4" | EA | 19.97
328400404240 | 5" | Lawn irrigation, riser, 1" dia., 5" | EA | 20.4
328400404250 | 6" | Lawn irrigation, riser, 1" dia., 6" | EA | 20.48
328400405000 | Valve Box
328400405010 | Concrete, Square
328400405020 | 12" x 22" | Lawn irrigation, valve box, conc sqr, 12" x 22" | EA | 183
328400405030 | 18" x 20" | Lawn irrigation, valve box, conc sqr, 18" x 20" | EA | 226
328400405040 | 24" x 13" | Lawn irrigation, valve box, conc sqr, 24" x 13" | EA | 222
328400405050 | Round
328400405060 | 12" | Lawn irrigation, valve box, conc round, 12" | EA | 116
328400405400 | Plastic
328400405410 | Square
328400405420 | 12" | Lawn irrigation, valve box, plastic sqr, 12" | EA | 120
328400405430 | 18" | Lawn irrigation, valve box, plastic sqr, 18" | EA | 185
328400405500 | Round
328400405510 | 6" | Lawn irrigation, valve box, plastic round, 6" | EA | 90.09
328400405520 | 10" | Lawn irrigation, valve box, plastic round, 10" | EA | 102
328400405530 | 12" | Lawn irrigation, valve box, plastic round, 12" | EA | 124
328400406000 | Sprinkler, Pop-Up
328400406100 | Spray
328400406110 | 2" high | Lawn irrigation, sprinkler, pop-up spray, 2" high | EA | 114
328400406120 | 3" high | Lawn irrigation, sprinkler, pop-up spray, 3" high | EA | 114
328400406130 | 4" high | Lawn irrigation, sprinkler, pop-up spray, 4" high | EA | 136
328400406140 | 6" high | Lawn irrigation, sprinkler, pop-up spray, 6" high | EA | 145
328400406150 | 12" high | Lawn irrigation, sprinkler, pop-up spray, 12" high | EA | 150
328400406200 | Rotor
328400406210 | 4" high | Lawn irrigation, sprinkler, rotor, 4" high | EA | 137
328400406220 | 6" high | Lawn irrigation, sprinkler, rotor, 6" high | EA | 169
328400406300 | Impact
328400406310 | Brass | Lawn irrigation, sprinkler, impact, brass | EA | 149
328400406320 | Plastic | Lawn irrigation, sprinkler, impact, plastic | EA | 149
328400406400 | Shrub Head
328400406410 | Spray | Lawn irrigation, sprinkler, shrub head, spray | EA | 120
328400406420 | Rotor | Lawn irrigation, sprinkler, shrub head, rotor | EA | 160
328400406900 | Time Clocks
328400406910 | Minimum | Lawn irrigation, time clocks, minimum | EA | 337
328400406920 | Average | Lawn irrigation, time clocks, average | EA | 567
328400406930 | Maximum | Lawn irrigation, time clocks, maximum | EA | 3503
328400407000 | Valves
328400407100 | Anti-siphon
328400407110 | Brass
328400407120 | 3/4" | Lawn irrigation, valves, anti-siphon, brass, 3/4" | EA | 183
328400407130 | 1" | Lawn irrigation, valves, anti-siphon, brass, 1" | EA | 200
328400407140 | Plastic
328400407150 | 3/4" | Lawn irrigation, valves, anti-siphon, plastic, 3/4" | EA | 162
328400407160 | 1" | Lawn irrigation, valves, anti-siphon, plastic, 1" | EA | 173
328400407200 | Ball Valve
328400407210 | Plastic
328400407220 | 1/2" | Lawn irrigation, ball valve, plastic, 1/2" | EA | 113
328400407230 | 3/4" | Lawn irrigation, ball valve, plastic, 3/4" | EA | 113
328400407240 | 1" | Lawn irrigation, ball valve, plastic, 1" | EA | 115
328400407250 | 1-1/2" | Lawn irrigation, ball valve, plastic, 1-1/2" | EA | 145
328400407260 | 2" | Lawn irrigation, ball valve, plastic, 2" | EA | 150
328400407270 | Brass
328400407280 | 1/2" | Lawn irrigation, ball valve, brass, 1/2" | EA | 121
328400407290 | 3/4" | Lawn irrigation, ball valve, brass, 3/4" | EA | 129
328400407300 | 1" | Lawn irrigation, ball valve, brass, 1" | EA | 142
328400407310 | 1-1/2" | Lawn irrigation, ball valve, brass, 1-1/2" | EA | 196
328400407320 | 2" | Lawn irrigation, ball valve, brass, 2" | EA | 230
328400407400 | Gate valves, Brass
328400407410 | 1/2" | Lawn irrigation, gate valve, brass, 1/2" | EA | 122
328400407420 | 3/4" | Lawn irrigation, gate valve, brass, 3/4" | EA | 132
328400407430 | 1" | Lawn irrigation, gate valve, brass, 1" | EA | 142
328400407450 | 1-1/2" | Lawn irrigation, gate valve, brass, 1-1/2" | EA | 188
328400407460 | 2" | Lawn irrigation, gate valve, brass, 2" | EA | 203
328400408000 | Vacuum Breakers
328400408010 | Brass
328400408020 | 3/4" | Lawn irrigation, vacuum breakers, brass, 3/4" | EA | 284
328400408030 | 1" | Lawn irrigation, vacuum breakers, brass, 1" | EA | 310
328400408040 | 1-1/2" | Lawn irrigation, vacuum breakers, brass, 1-1/2" | EA | 406
328400408050 | 2" | Lawn irrigation, vacuum breakers, brass, 2" | EA | 485
328400408060 | Plastic
328400408070 | 3/4" | Lawn irrigation, vacuum breakers, plastic, 3/4" | EA | 280
328400408080 | 1" | Lawn irrigation, vacuum breakers, plastic, 1" | EA | 291
328400408090 | 1-1/2" | Lawn irrigation, vacuum breakers, plastic, 1-1/2" | EA | 335
328400408100 | 2" | Lawn irrigation, vacuum breakers, plastic, 2" | EA | 357
328400408400 | Backflow Preventors, Brass
328400408410 | 3/4" | Lawn irrigation, backflow preventers, brass, 3/4" | EA | 2301
328400408420 | 1" | Lawn irrigation, backflow preventers, brass, 1" | EA | 2318
328400408430 | 1-1/2" | Lawn irrigation, backflow preventers, brass, 1-1/2 | EA | 2533
328400408440 | 2" | Lawn irrigation, backflow preventers, brass, 2" | EA | 3060
328400408600 | Pressure Regulators, Brass
328400408610 | 3/4" | Lawn irrigation, pressure regulators, brass, 3/4" | EA | 226
328400408620 | 1" | Lawn irrigation, pressure regulators, brass, 1" | EA | 291
328400408630 | 1-1/2" | Lawn irrigation, pressure regulators, brass, 1-1/2 | EA | 753
328400408640 | 2" | Lawn irrigation, pressure regulators, brass, 2" | EA | 891
328400408800 | Quick Coupler Valve
328400408810 | 3/4" | Lawn irrigation, quick coupler valve, 3/4" | EA | 208
328400408820 | 1" | Lawn irrigation, quick coupler valve, 1" | EA | 253
329100000000 | PLANTING
329119100000 | TOPSOIL | TOPSOIL
329119100005 | Spread topsoil, with equipment
329119100010 | Minimum | Spread topsoil, w/equipment, minimum | CY | 19.46
329119100020 | Maximum | Spread topsoil, w/equipment, maximum | CY | 24.33
329119100080 | By hand
329119100100 | Minimum | Spread topsoil, by hand, minimum | CY | 64.07
329119100110 | Maximum | Spread topsoil, by hand, maximum | CY | 80.09
329119100980 | Area prep. seeding (grade, rake and clean)
329119101000 | Square yard | Area prep for seeding (grade, rake, clean), by square yard | SY | 0.51
329119101020 | By acre | Area prep for seeding (grade, rake, clean), by acre | ACRE | 2563
329119102000 | Remove topsoil and stockpile on site
329119102020 | 4" deep | Remove and stock pile on site, 4" deep | CY | 16.22
329119102040 | 6" deep | Remove and stock pile on site, 6" deep | CY | 14.97
329119102200 | Spreading topsoil from stock pile
329119102220 | By loader | Spreading top soil from stock pile, by loader | CY | 17.69
329119102240 | By hand | Spreading top soil from stock pile, by hand | CY | 195
329119102260 | Top dress by hand | Top dress by hand | SY | 1.95
329119102280 | Place imported top soil
329119102300 | By loader
329119102320 | 4" deep | Place imported top soil, by loader, 4" deep | SY | 1.95
329119102340 | 6" deep | Place imported top soil, by loader, 6" deep | SY | 2.16
329119102360 | By hand
329119102370 | 4" deep | Place imported top soil, by hand, 4" deep | SY | 7.12
329119102380 | 6" deep | Place imported top soil, by hand, 6" deep | SY | 8.01
329119105980 | Plant bed preparation, 18" deep
329119106000 | With backhoe/loader | Plant bed preparation, 18" deep, w/backhoe/loader | SY | 4.87
329119106010 | By hand | Plant bed preparation, 18" deep, by hand | SY | 10.68
329200000000 | TURF AND GRASSES
329219000000 | SEEDING | SEEDING
329219000980 | Mechanical seeding, 175 lb/acre
329219001000 | By square yard | Mechanical seeding, 175 lb/acre, by square yard | SY | 0.42
329219001020 | By acre | Mechanical seeding, 175 lb/acre, by acre | ACRE | 1832
329219002040 | 450 lb/acre
329219002060 | By square yard | Mechanical seeding, 450 lb/acre, by square yard | SY | 0.84
329219002080 | By acre | Mechanical seeding, 450 lb/acre, by acre | ACRE | 3496
329219003000 | Synthetic turf, not including base
329219003050 | Minimum | Synthetic turf, min. not including base | SF | 1.45
329219003060 | Average | Synthetic turf, avg. not including base | SF | 2.41
329219003070 | Maximum | Synthetic turf, max. not including base | SF | 4.24
329219005980 | Seeding by hand, 10 lb per 100 SY
329219006000 | By square yard | Seeding by hand, 10 lb per 100 sy, by square yard | SY | 0.91
329219006010 | By acre | Seeding by hand, 10 lb per 100 sy, by acre | ACRE | 3774
329219008010 | Reseed disturbed areas | Reseed disturbed areas | SF | 0.39
329300000000 | PLANTS
329323000000 | PLANTS | PLANTS
329323000100 | Euonymus coloratus, 18" (Purple Wintercreeper) | Euonymus coloratus 18" (purple wintercreeper) | EA | 14.34
329323000150 | Hedera Helix, 2-1/4" pot (English ivy) | Hedera Helix, 2-1/4" pots (English ivy) | EA | 12.2
329323000200 | Liriope muscari, 2" clumps | Liriope muscari, 2" clumps | EA | 12.79
329323000250 | Santolina, 12" | Santolina, 12" | EA | 13.72
329323000280 | Vinca major or minor, 3" pot | Vinca major or minor, 3" pots, 2 year (English i | EA | 7.6
329323000300 | Cortaderia argentia, 2 gallon (Pampas Grass) | Cortaderia argentia, 2 gallon (pampas grass) | EA | 29.52
329323000350 | Ophiopogan japonicus, 1 quart (4" pot) | Ophiopogan japonicus, 1 quart (4" pot) | EA | 12.79
329323000400 | Ajuga reptans, 2-3/4" pot (carpet bugle) | Ajuga reptans, 2-3/4"pots (carpet bugle) | EA | 7.6
329323000450 | Pachysandra terminalis, 2-3/4" pot (Japanese Spurge) | Pachysandra terminalis, 2-3/4" pot (Japanese spu | EA | 8.02
329333000000 | SHRUBS | SHRUBS
329333000100 | Juniperus conferia litoralis, 18"-24" (Shore Juniper) | Juniperus conferia litoralis, 18"-24" Shore Juniper | EA | 76.59
329333000150 | Horizontalis plumosa, 18"-24" (Andorra Juniper) | Horizontalis plumosa, 18"-24" (Andorra juniper) | EA | 79.67
329333000200 | Sabina tamar-iscfolia-tamarix juniper, 18"-24" | Sabina tamar-iscfolia-tamarix juniper, 18"-24" | EA | 79.67
329333000250 | Chin San Jose, 18"-24" (San Jose Juniper) | Chin San Hose, 18"-24" (San Hose Juniper) | EA | 79.67
329333000300 | Sargenti, 18"-24" (Sargent's Juniper) | Sargenti, 18"-24" (Sargent's Juniper) | EA | 76.59
329333000350 | Nandina domestica, 18"-24" (Heavenly Bamboo) | Nandina domestica, 18"-24" (Heavenly Bamboo) | EA | 59.85
329333000400 | Raphiolepis Indica Springtime, 18"-24" | Raphiolepis Indica Springtime, 18"-24" Indian Ha | EA | 62.44
329333000450 | Osmanthus Heterophyllus Gulftide, 18"-24" | Osmanthus Heterophyllus Gulftide, 18"-24" (Osman | EA | 64.95
329333000460 | Ilex Cornuta Burfordi Nana, 18"-24" | Ilex Cornuta Burfordi Nana, 18"-24" (Dwarf Burfo | EA | 70.44
329333000550 | Glabra, 18"-24" (Inkberry Holly) | Glabra, 18"-24" (Inkberry Holly) | EA | 67.78
329333000600 | Azalea, Indica types, 18"-24" | Azalea, Indica types, 18"-24" | EA | 73.2
329333000650 | Kurume types, 18"-24" | Kurume types, 18"-24" | EA | 78.86
329333000700 | Berberis Julianae, 18"-24" (Wintergreen Barberry) | Berberis Julianae, 18"-24" (Wintergreen Barberry | EA | 56.91
329333000800 | Pieris Japonica Japanese, 18"-24" | Pieris Japonica Japanese, 18"-24" (Japanese Pier | EA | 56.91
329333000900 | Ilex Cornuta Rotunda, 18"-24" | Ilex Cornuta Rotunda, 18"-24" (Dwarf Chinese Holly) | EA | 62.51
329333001000 | Juniperus Horiz. Plumosa, 24"-30" | Juniperus Horizontalis Plumosa, 24"-30" (Andorra | EA | 66.11
329333001200 | Rhodopendrow Hybrids, 24"-30" | Rhodopendrow Hybrids, 24"-30" | EA | 123
329333001400 | Aucuba Japonica Varigata, 24"-30" | Aucuba Japonica Varigata, 24"-30" (Gold Dust Auc | EA | 63.02
329333001600 | Ilex Crenata Willow Leaf, 24"-30" | Ilex Crenata Willow Leaf, 24"-30" (Japanese Holly) | EA | 66.11
329333001620 | Cleyera Japonica, 30"-36" | Cleyera Japonica, 30"-36" (Japanese Cleyera) | EA | 79.84
329333001700 | Pittosporum Tobira, 30"-36" | Pittosporum Tobira, 30"-36" | EA | 86.5
329333001800 | Prumus Laurocerasus, 30"-36" | Prumus Laurocerasus, 30"-36" | EA | 126
329333001900 | Ilex Cornuta Burfordi, 30"-36" (Burford Holly) | Ilex Cornuta Burfordi, 30"-36" (Burford Holly) | EA | 85.5
329333002000 | Abelia Grandiflora, 24"-36" (Yew Podocarpus) | Abelia Grandiflora, 24"-36" (Yew Podocarpus) | EA | 63.19
329333002100 | Podocarpos Macrophylla, 24"-36" | Podocarpos Macrophylla, 24"-36" (Yew Podocarpus) | EA | 83
329333002500 | Pyracantha Coccinea Lalandi, 3'-4' (Firethorn) | Pyracantha Coccinea Lalandi, 3'-4' (Firethorn) | EA | 69.09
329333002520 | Photinia Frazieri, 3'-4' (Red Photinia) | Photinia Frazieri, 3'-4' (Red Photinia) | EA | 86.24
329333002600 | Forsythia Suspensa, 3'-4' (Weeping Forsythia) | Forsythia Suspensa, 3'-4' (Weeping Forsythia) | EA | 69.09
329333002700 | Camellia Japonica, 3'-4' (Common Camellia) | Camellia Japonica, 3'-4' (Common Camellia) | EA | 91.33
329333002800 | Juniperus Chin Torulosa, 3'-4' (Hollywood Juniper) | Juniperus Chin Torulosa, 3'-4' (Hollywood Junipe | EA | 94.48
329333002900 | Cupressocyparis Leylandii, 3'-4' | Cupressocyparis Leylandi, 3'-4' | EA | 85.91
329333003000 | Ilex Opaca Fosteri, 5'-6' (Foster's Holly) | Ilex Opaca Fosteri, 5'-6' (Foster's Holly) | EA | 238
329333003200 | Opaca, 5'-6' (American Holly) | Opaca, 5'-6' (American Holly) | EA | 321
329333003300 | Nyrica Cerifera, 4'-5' (Southern Wax Myrtles) | Nyrica Cerifera, 4'-5' (Southern Wax Myrtles) | EA | 104
329333003400 | Ligustrum Japonicum, 4'-5' (Japanese Privet) | Ligustrum Japonicum, 4'-5' (Japanese Privet) | EA | 91.23
329343000000 | TREES | TREES
329343000100 | Cornus Florida, 5'-6' (White flowering Dogwood) | Cornus Florida, 5'-6' (White flowering Dogwood) | EA | 175
329343000120 | Prunus Serrulata Kwanzan, 6'-8' (Kwanzan Cherry) | Prunus Serrulata Kwanzan, 6'-8' (Kwanzan Cherry) | EA | 199
329343000130 | Caroliniana, 6'-8' (Carolina Cherry Laurel) | Caroliniana, 6'-8' (Carolina Cherry Laurel) | EA | 224
329343000140 | Cercis Canadensis, 6'-8' (Eastern Redbud) | Cercis Canadensis, 6'-8' (Eastern Redbud) | EA | 174
329343000200 | Koelreuteria Paniculata, 8'-10' (Goldenrain Tree) | Koelreuteria Paniculata, 8'-10' (Goldenrain tree | EA | 268
329343000250 | Acer Platanoides, 1-3/4"-2" (11'-13') | Acer Platanoides, 1-3/4"-2" (11'-13') Norway Maple | EA | 360
329343000300 | Rubrum, 1-3/4"-2" (11'-13') (Red Maple) | Rubrum, 1-3/4"-2" (11'-13') (Red Maple) | EA | 295
329343000350 | Saccharum, 1-3/4"-2" (Sugar Maple) | Saccharum, 1-3/4"-2" (Sugar Maple) | EA | 442
329343000400 | Fraxinus Pennsylvanica, 1-3/4"-2" | Fraxinus Pennsylvanica, 1-3/4"-2" Laneolata-Gree | EA | 269
329343000450 | Celtis Occidentalis, 1-3/4"-2" | Celtis Occidentalis, 1-3/4"-2" (American Hackber | EA | 348
329343000460 | Glenditsia Triacantos Inermis, 2" | Glenditsia Triacantos Inermis, 2" | EA | 328
329343001000 | Prunus Cerasifera "Thundercloud", 6'-8' | Prunus Cerasifera 'Thundercloud', 6'-8' | EA | 192
329343001200 | Yeodensis, 6'-8' (Yoshino Cherry) | Yeodensis, 6'-8' (Yoshino Cherry) | EA | 201
329343001400 | Lagerstroemia Indica, 8'-10' (Crapemyrtle) | Lagerstroemia Indica, 8'-10' (Crapemyrtle) | EA | 296
329343001600 | Crataegus Phaenopyrum, 8'-10' | Crataegus Phaenopyrum, 8'-10' Washington Hawthor | EA | 418
329343001800 | Quercus Borealis, 1-3/4"-2" (Northern Red Oak) | Quercus Borealis, 1-3/4"-2" (Northern Red Oak) | EA | 306
329343002000 | Quercus Acutissima, 1-3/4"-2" (8'-10') | Quercus Acutissima, 1-3/4"-2" (8'-10') (Sawtooth) | EA | 295
329343002100 | Saliz Babylonica, 1-3/4"-2" (Weeping Willow) | Saliz Babylonica, 1-3/4"-2" (Weeping Willow) | EA | 201
329343002200 | Tilia Cordata Greenspire, 1-3/4"-2" (10'-12') | Tilia Cordata Greenspire, 1-3/4"-2" (10'-12') | EA | 525
329343002300 | Malus, 2"-2-1/2" (8'-10') (Flowering Crabapple) | Malus, 2"-2-1/2" (8'-10') (Flowering Crabapple) | EA | 308
329343002400 | Platanus Occidentalis, (12'-14') | Platanus Occidentalis, (12'-14') | EA | 440
329343002500 | Pyrus Calleryana Bradford, 2"-2-1/2" | Pyrus Calleryana Bradford, 2"-2-1/2" (Bradford P | EA | 349
329343002600 | Quercus Palustris, 2"-2-1/2" (12'-14') (Pin Oak) | Quercus Palustris, 2"-2-1/2" (12'-14') (Pin Oak) | EA | 375
329343002700 | Phellos, 2-1/2"-3" (Willow Oak) | Phellos, 2-1/2"-3" (Willow Oak) | EA | 418
329343002800 | Nigra, 2"-2-1/2" (Water Oak) | Nigra, 2"-2-1/2" (Water Oak) | EA | 359
329343003000 | Magnolia Soulangeana, 4'-5' (Saucer Magnolia) | Magnolia Soulangeana, 4'-5' (Saucer Magnolia) | EA | 200
329343003100 | Grandiflora, 6'-8' (Southern Magnolia) | Grandiflora, 6'-8' (Southern Magnolia) | EA | 265
329343003200 | Cedrus Deodara, 10'-12' (Deodare Cedar) | Cedrus Deodara, 10'-12' (Deodare Cedar) | EA | 440
329343003300 | Gingko Biloba, 10'-12' (2"-2-1/2") | Ginkgo Biloba, 10'-12' (2"-2-1/2") (Maidenhair T | EA | 418
329343003400 | Pinus Thunbergi, 5'-6' (Japanese Black Pine) | Pinus Thunbergi, 5'-6' (Japanese Black Pine) | EA | 176
329343003500 | Strobus, 6'-8' (White Pine) | Strobus, 6'-8' (White Pine) | EA | 201
329343003600 | Taeda, 6'-8' (Loblolly Pine) | Taeda, 6'-8' (Loblolly Pine) | EA | 179
329343003700 | Quercus Virginiana, 2"-2-1/2" (Live Oak) | Quercus Virginiana, 2"-2-1/2" (live oak) | EA | 420
329400000000 | PLANT ACCESSORIES
329400200000 | LANDSCAPE ACCESSORIES | LANDSCAPE ACCESSORIES
329400200100 | Steel edging, 3/16" x 4" | Steel edging, 3/16"x 4" | LF | 6.14
329400200200 | Landscaping stepping stones, 15"x15", white | Landscaping stepping stones, 15"x15", white | EA | 11.22
329400206000 | Wood chip mulch | Wood chip mulch | CY | 93.72
329400206010 | 2" thick | Wood chip mulch, 2" thick | SY | 4.4
329400206020 | 4" thick | Wood chip mulch, 4" thick | SY | 7.71
329400206030 | 6" thick | Wood chip mulch, 6" thick | SY | 11.13
329400206200 | Gravel mulch, 3/4" stone | Gravel mulch, 3/4" stone | CY | 104
329400206300 | White marble chips, 1" deep | White marble chips, 1" deep | SF | 1.52
329400206980 | Peat moss
329400207000 | 2" thick | Peat moss, 2" thick | SY | 6.9
329400207020 | 4" thick | Peat moss, 4" thick | SY | 12.68
329400207030 | 6" thick | Peat moss, 6" thick | SY | 18.74
329400207980 | Landscaping timbers, treated lumber
329400208000 | 4" x 4" | Landscaping timbers, treated lumber, 4"x4" | LF | 6.62
329400208020 | 6" x 6" | Landscaping timbers, treated lumber, 6"x 6" | LF | 12.7
329400208040 | 8" x 8" | Landscaping timbers, treated lumber, 8"x 8" | LF | 15.32
329433000000 | PREFABRICATED PLANTERS | PREFABRICATED PLANTERS
329433001000 | Concrete precast, circular
329433001020 | 24" dia., 18" high | Conc precast, circular, 24" dia, 18" high | EA | 486
329433001040 | 42" dia., 30" high | Conc precast, circular, 42" dia, 30" high | EA | 641
329433002000 | Fiberglass, circular
329433002040 | 36" dia., 27" high | Fiberglass, circular, 36" dia, 27" high | EA | 745
329433002060 | 60" dia., 39" high | Fiberglass, circular, 60" dia, 39" high | EA | 1672
329433002100 | Tapered, circular
329433002120 | 24" dia., 36" high | Tapered, circular, 24" dia, 36" high | EA | 590
329433002140 | 40" dia., 36" high | Tapered, circular, 40" dia, 36" high | EA | 963
329433002200 | Square
329433002220 | 2' by 2', 17" high | Tapered, square, 2' by 2', 17" high | EA | 504
329433002240 | 4' by 4', 39" high | Tapered, square, 4' by 4', 39" high | EA | 1672
329433002300 | Rectangular
329433002320 | 4' by 1', 18" high | Tapered, rectangular, 4' by 1', 18" high | EA | 560
330000000000 | UTILITIES
330100000000 | SITE RESTORATION
330110100000 | PIPELINE RESTORATION | PIPELINE RESTORATION
330110100980 | Relining existing water main
330110101000 | 6" dia. | Relining existing water main, 6" dia | LF | 63.5
330110101020 | 8" dia. | Relining existing water main, 8" dia | LF | 67.61
330110101040 | 10" dia. | Relining existing water main, 10" dia | LF | 72.13
330110101060 | 12" dia. | Relining existing water main, 12" dia | LF | 76.78
330110101080 | 14" dia. | Relining existing water main, 14" dia | LF | 81.73
330110101100 | 16" dia. | Relining existing water main, 16" dia | LF | 87.49
330110101120 | 18" dia. | Relining existing water main, 18" dia | LF | 93.82
330110101140 | 20" dia. | Relining existing water main, 20" dia | LF | 101
330110101160 | 24" dia. | Relining existing water main, 24" dia | LF | 110
330110101180 | 36" dia. | Relining existing water main, 36" dia | LF | 129
330110101200 | 48" dia. | Relining existing water main, 48" dia | LF | 144
330110101220 | 72" dia. | Relining existing water main, 72" dia | LF | 165
330110101980 | Replacing in-line gate valves
330110102000 | 6" valve | Replacing in line gate valves, 6" valve | EA | 1884
330110102020 | 8" valve | Replacing in line gate valves, 8" valve | EA | 2725
330110102040 | 10" valve | Replacing in line gate valves, 10" valve | EA | 3834
330110102060 | 12" valve | Replacing in line gate valves, 12" valve | EA | 6136
330110102080 | 16" valve | Replacing in line gate valves, 16" valve | EA | 12440
330110102090 | 18" valve | Replacing in line gate valves, 18" valve | EA | 18301
330110102100 | 20" valve | Replacing in line gate valves, 20" valve | EA | 24855
330110102120 | 24" valve | Replacing in line gate valves, 24" valve | EA | 35125
330110102140 | 36" valve | Replacing in line gate valves, 36" valve | EA | 92482
330500000000 | TUNNELING, BORING & JACKING
330523100000 | PIPE JACKING | PIPE JACKING
330523101080 | Pipe casing, horizontal jacking
330523101100 | 18" dia. | Pipe casing, horizontal jacking, 18" dia | LF | 258
330523101200 | 21" dia. | Pipe casing, horizontal jacking, 21" dia | LF | 289
330523101300 | 24" dia. | Pipe casing, horizontal jacking, 24" dia | LF | 304
330523101400 | 27" dia. | Pipe casing, horizontal jacking, 27" dia | LF | 320
330523101500 | 30" dia. | Pipe casing, horizontal jacking, 30" dia | LF | 344
330523101600 | 36" dia. | Pipe casing, horizontal jacking, 36" dia | LF | 384
330523101700 | 42" dia. | Pipe casing, horizontal jacking, 42" dia | LF | 437
330523101800 | 48" dia. | Pipe casing, horizontal jacking, 48" dia | LF | 505
331100000000 | DISTRIBUTION PIPING
331100300000 | CHILLED WATER SYSTEMS | CHILLED WATER SYSTEMS
331100300100 | Chilled water pipe, 2" thick insulation, w/casing
331100301020 | Align and tack weld on sleepers
331100301030 | 1-1/2" dia. | CW pipe, 2" insul, align tack weld, sleeper, 1-1/2" D | LF | 48.16
331100301040 | 3" dia. | CW pipe, 2" insul, align tack weld, sleeper, 3" dia | LF | 77.24
331100301050 | 4" dia. | CW pipe, 2" insul, align tack weld, sleeper, 4" dia | LF | 90.09
331100301060 | 6" dia. | CW pipe, 2" insul, align tack weld, sleeper, 6" dia | LF | 104
331100301070 | 8" dia. | CW pipe, 2" insul, align tack weld, sleeper, 8" dia | LF | 143
331100301080 | 10" dia. | CW pipe, 2" insul, align tack weld, sleeper, 10" dia | LF | 182
331100301090 | 12" dia. | CW pipe, 2" insul, align tack weld, sleeper, 12" dia | LF | 217
331100301100 | 14" dia. | CW pipe, 2" insul, align tack weld, sleeper, 14" dia | LF | 290
331100301120 | 16" dia. | CW pipe, 2" insul, align tack weld, sleeper, 16" dia | LF | 368
331100301200 | Align and tack weld on trench bottom
331100301210 | 18" dia. | CW pipe, 2" insul, align tack weld, trench, 18" dia | LF | 380
331100301220 | 20" dia. | CW pipe, 2" insul, align tack weld, trench, 20" dia | LF | 491
331100302000 | Preinsulated fittings
331100302050 | Align and tack weld on sleepers
331100302100 | Elbows
331100302110 | 1-1/2" | CW, preinsulated fittings, elbows, 1-1/2" | EA | 1130
331100302120 | 3" | CW, preinsulated fittings, elbows, 3" | EA | 1448
331100302140 | 4" | CW, preinsulated fittings, elbows, 4" | EA | 1872
331100302150 | 6" | CW, preinsulated fittings, elbows, 6" | EA | 2586
331100302160 | 8" | CW, preinsulated fittings, elbows, 8" | EA | 3640
331100302200 | Tees
331100302210 | 1-1/2" | CW, preinsulated fittings, tees, 1-1/2" | EA | 1707
331100302220 | 3" | CW, preinsulated fittings, tees, 3" | EA | 2424
331100302510 | 4" | CW, preinsulated fittings, tees, 4" | EA | 1888
331100302520 | 6" | CW, preinsulated fittings, tees, 6" | EA | 3980
331100302530 | 8" | CW, preinsulated fittings, tees, 8" | EA | 5280
331100302540 | Reducers
331100302550 | 3" | CW, preinsulated fittings, reducers, 3" | EA | 892
331100302560 | 4" | CW, preinsulated fittings, reducers, 4" | EA | 1382
331100302570 | 6" | CW, preinsulated fittings, reducers, 6" | EA | 1852
331100302580 | 8" | CW, preinsulated fittings, reducers, 8" | EA | 2035
331100302590 | Anchors, not including concrete
331100302600 | 4" | CW, preinsulated fittings, anchors (no conc), 4" | EA | 566
331100302610 | 6" | CW, preinsulated fittings, anchors (no conc), 6" | EA | 770
331100302902 | Align and tack weld on trench bottom
331100302910 | Elbows
331100302920 | 10" | CW pipe, align & tack weld on trench, elbows, 10" | EA | 4176
331100302930 | 12" | CW pipe, align & tack weld on trench, elbows, 12" | EA | 4987
331100302940 | 14" | CW pipe, align & tack weld on trench, elbows, 14" | EA | 6236
331100302950 | 16" | CW pipe, align & tack weld on trench, elbows, 16" | EA | 6710
331100302960 | 18" | CW pipe, align & tack weld on trench, elbows, 18" | EA | 7481
331100302970 | 20" | CW pipe, align & tack weld on trench, elbows, 20" | EA | 8989
331100303030 | Tees
331100303035 | 10" | CW pipe, align & tack weld on trench, tees, 10" | EA | 6637
331100303040 | 12" | CW pipe, align & tack weld on trench, tees, 12" | EA | 8398
331100303050 | 14" | CW pipe, align & tack weld on trench, tees, 14" | EA | 8908
331100303060 | 16" | CW pipe, align & tack weld on trench, tees, 16" | EA | 9429
331100303070 | 18" | CW pipe, align & tack weld on trench, tees, 18" | EA | 10693
331100303080 | 20" | CW pipe, align & tack weld on trench, tees, 20" | EA | 12204
331100303210 | Reducers
331100303215 | 10" | CW pipe, align & tack weld on trench, reducers, 10" | EA | 3200
331100303220 | 12" | CW pipe, align & tack weld on trench, reducers, 12" | EA | 3864
331100303230 | 14" | CW pipe, align & tack weld on trench, reducers, 14" | EA | 4186
331100303240 | 16" | CW pipe, align & tack weld on trench, reducers, 16" | EA | 5132
331100303250 | 18" | CW pipe, align & tack weld on trench, reducers, 18" | EA | 5618
331100303260 | 20" | CW pipe, align & tack weld on trench, reducers, 20" | EA | 5961
331100303320 | Anchors, not including concrete
331100303340 | 10" | CW pipe, align & tack weld on trench, anchors, 10" | EA | 1004
331100303350 | 12" | CW pipe, align & tack weld on trench, anchors, 12" | EA | 1106
331100303360 | 14" | CW pipe, align & tack weld on trench, anchors, 14" | EA | 1263
331100303370 | 16" | CW pipe, align & tack weld on trench, anchors, 16" | EA | 1727
331100303380 | 18" | CW pipe, align & tack weld on trench, anchors, 18" | EA | 2347
331100303390 | 20" | CW pipe, align & tack weld on trench, anchors, 20" | EA | 3134
331100400000 | DUCTILE IRON PIPE | DUCTILE IRON PIPE
331100400990 | Ductile iron pipe, cement lined, slip-on joints
331100401000 | 4" | Ductile iron pipe, cement lined, slip-on joints, 4" | LF | 30.91
331100401010 | 6" | Ductile iron pipe, cement lined, slip-on joints, 6" | LF | 34.79
331100401020 | 8" | Ductile iron pipe, cement lined, slip-on joints, 8" | LF | 42.91
331100401030 | 10" | Ductile iron pipe, cement lined, slip-on joints, 10" | LF | 55.66
331100401040 | 12" | Ductile iron pipe, cement lined, slip-on joints, 12" | LF | 68.24
331100401060 | 14" | Ductile iron pipe, cement lined, slip-on joints, 14" | LF | 85.94
331100401080 | 16" | Ductile iron pipe, cement lined, slip-on joints, 16" | LF | 104
331100401100 | 18" | Ductile iron pipe, cement lined, slip-on joints, 18" | LF | 116
331100401120 | 20" | Ductile iron pipe, cement lined, slip-on joints, 20" | LF | 133
331100401190 | Mechanical joint pipe
331100401200 | 4" | Ductile iron pipe, mechanical joint pipe, 4" | LF | 62.39
331100401210 | 6" | Ductile iron pipe, mechanical joint pipe, 6" | LF | 73
331100401220 | 8" | Ductile iron pipe, mechanical joint pipe, 8" | LF | 92.8
331100401230 | 10" | Ductile iron pipe, mechanical joint pipe, 10" | LF | 118
331100401240 | 12" | Ductile iron pipe, mechanical joint pipe, 12" | LF | 151
331100401260 | 14" | Ductile iron pipe, mechanical joint pipe, 14" | LF | 188
331100401280 | 16" | Ductile iron pipe, mechanical joint pipe, 16" | LF | 208
331100401300 | 18" | Ductile iron pipe, mechanical joint pipe, 18" | LF | 234
331100401320 | 20" | Ductile iron pipe, mechanical joint pipe, 20" | LF | 267
331100401480 | Fittings, mechanical joint
331100401500 | 90 degree elbow
331100401520 | 4" | Duct iron fitting, mech joint, 90 deg elbow, 4" | EA | 270
331100401540 | 6" | Duct iron fitting, mech joint, 90 deg elbow, 6" | EA | 420
331100401560 | 8" | Duct iron fitting, mech joint, 90 deg elbow, 8" | EA | 594
331100401580 | 10" | Duct iron fitting, mech joint, 90 deg elbow, 10" | EA | 859
331100401600 | 12" | Duct iron fitting, mech joint, 90 deg elbow, 12" | EA | 1158
331100401620 | 14" | Duct iron fitting, mech joint, 90 deg elbow, 14" | EA | 1761
331100401640 | 16" | Duct iron fitting, mech joint, 90 deg elbow, 16" | EA | 2214
331100401660 | 18" | Duct iron fitting, mech joint, 90 deg elbow, 18" | EA | 3261
331100401680 | 20" | Duct iron fitting, mech joint, 90 deg elbow, 20" | EA | 3657
331100401700 | 45 degree elbow
331100401720 | 4" | Duct iron fitting, mech joint, 45 deg elbow, 4" | EA | 286
331100401740 | 6" | Duct iron fitting, mech joint, 45 deg elbow, 6" | EA | 382
331100401760 | 8" | Duct iron fitting, mech joint, 45 deg elbow, 8" | EA | 530
331100401780 | 10" | Duct iron fitting, mech joint, 45 deg elbow, 10" | EA | 757
331100401800 | 12" | Duct iron fitting, mech joint, 45 deg elbow, 12" | EA | 933
331100401820 | 14" | Duct iron fitting, mech joint, 45 deg elbow, 14" | EA | 1495
331100401840 | 16" | Duct iron fitting, mech joint, 45 deg elbow, 16" | EA | 1814
331100401860 | 18" | Duct iron fitting, mech joint, 45 deg elbow, 18" | EA | 2654
331100401880 | 20" | Duct iron fitting, mech joint, 45 deg elbow, 20" | EA | 3090
331100402000 | Tee
331100402020 | 4"x3" | Ductile iron, fitting, mech joint, tee, 4"x3" | EA | 550
331100402040 | 4"x4" | Ductile iron, fitting, tee, mech joint, 4"x4" | EA | 591
331100402060 | 6"x3" | Ductile iron, fitting, mech joint, tee, 6"x3" | EA | 682
331100402080 | 6"x4" | Ductile iron, fitting, mech joint, tee, 6"x4" | EA | 701
331100402100 | 6"x6" | Ductile iron, fitting, mech joint, tee, 6"x6" | EA | 760
331100402120 | 8"x4" | Ductile iron, fitting, mech joint, tee, 8"x4" | EA | 931
331100402140 | 8"x6" | Ductile iron, fitting, mech joint, tee, 8"x6" | EA | 1050
331100402160 | 8"x8" | Ductile iron, fitting, mech joint, tee, 8"x8" | EA | 990
331100402180 | 10"x4" | Ductile iron, fitting, mech joint, tee, 10"x4" | EA | 1230
331100402200 | 10"x6" | Ductile iron, fitting, mech joint, tee, 10"x6" | EA | 1345
331100402240 | 10"x8" | Ductile iron, fitting, mech joint, tee, 10"x8" | EA | 1388
331100402260 | 10"x10" | Ductile iron, fitting, mech joint, tee, 10"x10" | EA | 1543
331100402280 | 12"x4" | Ductile iron, fitting, mech joint, tee, 12"x4" | EA | 1399
331100402300 | 12"x6" | Ductile iron, fitting, mech joint, tee, 12"x6" | EA | 1499
331100402320 | 12"x8" | Ductile iron, fitting, mech joint, tee, 12"x8" | EA | 1617
331100402340 | 12"x10" | Ductile iron, fitting, mech joint, tee, 12"x10" | EA | 1815
331100402360 | 12"x12" | Ductile iron, fitting, mech joint, tee, 12"x12" | EA | 1945
331100402380 | 14"x4" | Ductile iron, fitting, mech joint, tee, 14"x4" | EA | 2350
331100402400 | 14"x6" | Ductile iron, fitting, mech joint, tee, 14"x6" | EA | 2487
331100402420 | 14"x8" | Ductile iron, fitting, mech joint, tee, 14"x8" | EA | 2535
331100402460 | 14"x10" | Ductile iron, fitting, mech joint, tee, 14"x10" | EA | 2607
331100402480 | 14"x12" | Ductile iron, fitting, mech joint, tee, 14"x12" | EA | 2680
331100402500 | 14"x14" | Ductile iron, fitting, mech joint, tee, 14"x14" | EA | 2661
331100402520 | 16"x4" | Ductile iron, fitting, mech joint, tee, 16"x4" | EA | 3013
331100402540 | 16"x6" | Ductile iron, fitting, mech joint, tee, 16"x6" | EA | 3071
331100402560 | 16"x8" | Ductile iron, fitting, mech joint, tee, 16"x8" | EA | 2756
331100402580 | 16"x10" | Ductile iron, fitting, mech joint, tee, 16"x10" | EA | 2797
331100402600 | 16"x12" | Ductile iron, fitting, mech joint, tee, 16"x12" | EA | 2737
331100402620 | 16"x14" | Ductile iron, fitting, mech joint, tee, 16"x14" | EA | 2877
331100402640 | 16"x16" | Ductile iron, fitting, mech joint, tee, 16"x16" | EA | 2936
331100402660 | 18"x6" | Ductile iron, fitting, mech joint, tee, 18"x6" | EA | 3487
331100402680 | 18"x8" | Ductile iron, fitting, mech joint, tee, 18"x8" | EA | 3546
331100402700 | 18"x10" | Ductile iron, fitting, mech joint, tee, 18"x10" | EA | 3605
331100402720 | 18"x12" | Ductile iron, fitting, mech joint, tee, 18"x12" | EA | 3664
331100402740 | 18"x14" | Ductile iron, fitting, mech joint, tee, 18"x14" | EA | 4061
331100402760 | 18"x16" | Ductile iron, fitting, mech joint, tee, 18"x16" | EA | 4019
331100402780 | 18"x18" | Ductile iron, fitting, mech joint, tee, 18"x18" | EA | 4530
331100402800 | 20"x6" | Ductile iron, fitting, mech joint, tee, 20"x6" | EA | 4398
331100402820 | 20"x8" | Ductile iron, fitting, mech joint, tee, 20"x8" | EA | 4436
331100402840 | 20"x10" | Ductile iron, fitting, mech joint, tee, 20"x10" | EA | 4520
331100402860 | 20"x12" | Ductile iron, fitting, mech joint, tee, 20"x12" | EA | 4593
331100402880 | 20"x14" | Ductile iron, fitting, mech joint, tee, 20"x14" | EA | 4716
331100402900 | 20"x16" | Ductile iron, fitting, mech joint, tee, 20"x16" | EA | 5466
331100402920 | 20"x18" | Ductile iron, fitting, mech joint, tee, 20"x18" | EA | 5701
331100402940 | 20"x20" | Ductile iron, fitting, mech joint, tee, 20"x20" | EA | 5821
331100403000 | Cross
331100403020 | 4"x3" | Ductile iron, fitting, mech joint, cross, 4"x3" | EA | 543
331100403040 | 4"x4" | Ductile iron, fitting, mech joint, cross, 4"x4" | EA | 586
331100403060 | 6"x3" | Ductile iron, fitting, mech joint, cross, 6"x3" | EA | 620
331100403080 | 6"x4" | Ductile iron, fitting, mech joint, cross, 6"x4" | EA | 651
331100403100 | 6"x6" | Ductile iron, fitting, mech joint, cross, 6"x6" | EA | 708
331100403120 | 8"x4" | Ductile iron, fitting, mech joint, cross, 8"x4" | EA | 944
331100403140 | 8"x6" | Ductile iron, fitting, mech joint, cross, 8"x6" | EA | 1013
331100403160 | 8"x8" | Ductile iron, fitting, mech joint, cross, 8"x8" | EA | 1097
331100403180 | 10"x4" | Ductile iron, fitting, mech joint, cross, 10"x4" | EA | 1275
331100403200 | 10"x6" | Ductile iron, fitting, mech joint, cross, 10"x6" | EA | 1345
331100403220 | 10"x8" | Ductile iron, fitting, mech joint, cross, 10"x8" | EA | 1449
331100403240 | 10"x10" | Ductile iron, fitting, mech joint, cross, 10"x10" | EA | 1691
331100403260 | 12"x4" | Ductile iron, fitting, mech joint, cross, 12"x4" | EA | 1613
331100403280 | 12"x6" | Ductile iron, fitting, mech joint, cross, 12"x6" | EA | 1788
331100403300 | 12"x8" | Ductile iron, fitting, mech joint, cross, 12"x8" | EA | 1751
331100403320 | 12"x10" | Ductile iron, fitting, mech joint, cross, 12"x10" | EA | 2008
331100403340 | 12"x12" | Ductile iron, fitting, mech joint, cross, 12"x12" | EA | 2150
331100403360 | 14"x4" | Ductile iron, fitting, mech joint, cross, 14"x4" | EA | 2062
331100403380 | 14"x6" | Ductile iron, fitting, mech joint, cross, 14"x6" | EA | 2304
331100403400 | 14"x8" | Ductile iron, fitting, mech joint, cross, 14"x8" | EA | 2394
331100403420 | 14"x10" | Ductile iron, fitting, mech joint, cross, 14"x10" | EA | 2551
331100403440 | 14"x12" | Ductile iron, fitting, mech joint, cross, 14"x12" | EA | 2746
331100403460 | 14"x14" | Ductile iron, fitting, mech joint, cross, 14"x14" | EA | 2989
331100403480 | 16"x4" | Ductile iron, fitting, mech joint, cross, 16"x4" | EA | 2665
331100403500 | 16"x6" | Ductile iron, fitting, mech joint, cross, 16"x6" | EA | 2733
331100403520 | 16"x8" | Ductile iron, fitting, mech joint, cross, 16"x8" | EA | 2871
331100403540 | 16"x10" | Ductile iron, fitting, mech joint, cross, 16"x10" | EA | 3046
331100403560 | 16"x12" | Ductile iron, fitting, mech joint, cross, 16"x12" | EA | 3172
331100403600 | 16"x14" | Ductile iron, fitting, mech joint, cross, 16"x14" | EA | 3416
331100403620 | 16"x16" | Ductile iron, fitting, mech joint, cross, 16"x16" | EA | 3606
331100403640 | 18"x6" | Ductile iron, fitting, mech joint, cross, 18"x6" | EA | 3391
331100403660 | 18"x8" | Ductile iron, fitting, mech joint, cross, 18"x8" | EA | 3496
331100403680 | 18"x10" | Ductile iron, fitting, mech joint, cross, 18"x10" | EA | 3634
331100403700 | 18"x12" | Ductile iron, fitting, mech joint, cross, 18"x12" | EA | 3807
331100403720 | 18"x14" | Ductile iron, fitting, mech joint, cross, 18"x14" | EA | 4471
331100403740 | 18"x16" | Ductile iron, fitting, mech joint, cross, 18"x16" | EA | 4754
331100403760 | 18"x18" | Ductile iron, fitting, mech joint, cross, 18"x18" | EA | 5000
331100403780 | 20"x6" | Ductile iron, fitting, mech joint, cross, 20"x6" | EA | 4040
331100403800 | 20"x8" | Ductile iron, fitting, mech joint, cross, 20"x8" | EA | 4140
331100403820 | 20"x10" | Ductile iron, fitting, mech joint, cross, 20"x10" | EA | 4316
331100403840 | 20"x12" | Ductile iron, fitting, mech joint, cross, 20"x12" | EA | 4491
331100403860 | 20"x14" | Ductile iron, fitting, mech joint, cross, 20"x14" | EA | 4704
331100403880 | 20"x16" | Ductile iron, fitting, mech joint, cross, 20"x16" | EA | 5402
331100403900 | 20"x18" | Ductile iron, fitting, mech joint, cross, 20"x18" | EA | 5764
331100403920 | 20"x20" | Ductile iron, fitting, mech joint, cross, 20"x20" | EA | 6082
331100600000 | PLASTIC PIPE | PLASTIC PIPE
331100600110 | PVC, class 150 pipe
331100600120 | 4" dia. | PVC, class 150 pipe, 4" dia | LF | 17.08
331100600130 | 6" dia. | PVC, class 150 pipe, 6" dia | LF | 25.21
331100600140 | 8" dia. | PVC, class 150 pipe, 8" dia | LF | 34.97
331100600150 | 10" dia. | PVC, class 150 pipe, 10" dia | LF | 46.38
331100600160 | 12" dia. | PVC, class 150 pipe, 12" dia | LF | 64.07
331100600165 | Schedule 40 pipe
331100600170 | 1-1/2" dia. | PVC, schedule 40 pipe, 1-1/2" dia | LF | 6.21
331100600180 | 2" dia. | PVC, schedule 40 pipe, 2" dia | LF | 7.08
331100600185 | 2-1/2" dia. | PVC, schedule 40 pipe, 2-1/2" dia | LF | 9.25
331100600190 | 3" dia. | PVC, schedule 40 pipe, 3" dia | LF | 10.92
331100600200 | 4" dia. | PVC, schedule 40 pipe, 4" dia | LF | 14.4
331100600210 | 6" dia. | PVC, schedule 40 pipe, 6" dia | LF | 22.73
331100600240 | 90 degree elbows
331100600250 | 1" | PVC, schedule 40 pipe, 90 deg elbows, 1" | EA | 12.08
331100600260 | 1-1/2" | PVC, schedule 40 pipe, 90 deg elbows, 1-1/2" | EA | 13.36
331100600270 | 2" | PVC, schedule 40 pipe, 90 deg elbows, 2" | EA | 15.84
331100600280 | 2-1/2" | PVC, schedule 40 pipe, 90 deg elbows, 2-1/2" | EA | 25.6
331100600290 | 3" | PVC, schedule 40 pipe, 90 deg elbows, 3" | EA | 29.5
331100600300 | 4" | PVC, schedule 40 pipe, 90 deg elbows, 4" | EA | 40.56
331100600310 | 6" | PVC, schedule 40 pipe, 90 deg elbows, 6" | EA | 99.23
331100600320 | 45 degree elbows
331100600330 | 1" | PVC, schedule 40 pipe, 45 deg elbows, 1" | EA | 12.84
331100600340 | 1-1/2" | PVC, schedule 40 pipe, 45 deg elbows, 1-1/2" | EA | 14.45
331100600350 | 2" | PVC, schedule 40 pipe, 45 deg elbows, 2" | EA | 16.55
331100600360 | 2-1/2" | PVC, schedule 40 pipe, 45 deg elbows, 2-1/2" | EA | 25.6
331100600370 | 3" | PVC, schedule 40 pipe, 45 deg elbows, 3" | EA | 34.08
331100600380 | 4" | PVC, schedule 40 pipe, 45 deg elbows, 4" | EA | 47.93
331100600390 | 6" | PVC, schedule 40 pipe, 45 deg elbows, 6" | EA | 100
331100600400 | Tees
331100600410 | 1" | PVC, schedule 40 pipe, tees, 1" | EA | 15.13
331100600420 | 1-1/2" | PVC, schedule 40 pipe, tees, 1-1/2" | EA | 17.28
331100600430 | 2" | PVC, schedule 40 pipe, tees, 2" | EA | 20.69
331100600440 | 2-1/2" | PVC, schedule 40 pipe, tees, 2-1/2" | EA | 37.3
331100600450 | 3" | PVC, schedule 40 pipe, tees, 3" | EA | 46.27
331100600460 | 4" | PVC, schedule 40 pipe, tees, 4" | EA | 66.96
331100600470 | 6" | PVC, schedule 40 pipe, tees, 6" | EA | 179
331100600490 | Couplings
331100600510 | 1" | PVC, schedule 40 pipe, couplings, 1" | EA | 12.11
331100600520 | 1-1/2" | PVC, schedule 40 pipe, couplings, 1-1/2" | EA | 12.73
331100600530 | 2" | PVC, schedule 40 pipe, couplings, 2" | EA | 14.8
331100600540 | 2-1/2" | PVC, schedule 40 pipe, couplings, 2-1/2" | EA | 19.72
331100600550 | 3" | PVC, schedule 40 pipe, couplings, 3" | EA | 25.05
331100600560 | 4" | PVC, schedule 40 pipe, couplings, 4" | EA | 30.11
331100600580 | 6" | PVC, schedule 40 pipe, couplings, 6" | EA | 65.96
331100601000 | Drainage pipe
331100601005 | ABS
331100601010 | 1-1/4" dia. | Drainage pipe, ABS, 1-1/4" dia | LF | 5.81
331100601015 | 1-1/2" dia. | Drainage pipe, ABS, 1-1/2" dia | LF | 6.23
331100601020 | 2" dia. | Drainage pipe, ABS, 2" dia | LF | 7.15
331100601030 | 2-1/2" dia. | Drainage pipe, ABS, 2-1/2" dia | LF | 8.75
331100601040 | 3" dia. | Drainage pipe, ABS, 3" dia | LF | 9.85
331100601050 | 4" dia. | Drainage pipe, ABS, 4" dia | LF | 12.51
331100601055 | 6" dia. | Drainage pipe, ABS, 6" dia | LF | 18.3
331100601105 | 90 degree elbows
331100601110 | 1-1/4" | Drainage pipe, ABS, 90 deg elbows, 1-1/4" | EA | 14.07
331100601125 | 1-1/2" | Drainage pipe, ABS, 90 deg elbows, 1-1/2" | EA | 14.9
331100601135 | 2" | Drainage pipe, ABS, 90 deg elbows, 2" | EA | 16.74
331100601145 | 2-1/2" | Drainage pipe, ABS, 90 deg elbows, 2-1/2" | EA | 25
331100601155 | 3" | Drainage pipe, ABS, 90 deg elbows, 3" | EA | 26.84
331100601165 | 4" | Drainage pipe, ABS, 90 deg elbows, 4" | EA | 38.22
331100601175 | 6" | Drainage pipe, ABS, 90 deg elbows, 6" | EA | 70.01
331100601200 | 45 degree elbows
331100601210 | 1-1/4" | Drainage pipe, ABS, 45 deg elbows, 1-1/4" | EA | 16.18
331100601220 | 1-1/2" | Drainage pipe, ABS, 45 deg elbows, 1-1/2" | EA | 17.68
331100601230 | 2" | Drainage pipe, ABS, 45 deg elbows, 2" | EA | 20.32
331100601240 | 2-1/2" | Drainage pipe, ABS, 45 deg elbows, 2-1/2" | EA | 29.1
331100601250 | 3" | Drainage pipe, ABS, 45 deg elbows, 3" | EA | 31.58
331100601260 | 4" | Drainage pipe, ABS, 45 deg elbows, 4" | EA | 48.81
331100601270 | 6" | Drainage pipe, ABS, 45 deg elbows, 6" | EA | 97.5
331100601300 | Tees
331100601310 | 1-1/4" | Drainage pipe, ABS, tees, 1-1/4" | EA | 16.39
331100601320 | 1-1/2" | Drainage pipe, ABS, tees, 1-1/2" | EA | 24.23
331100601330 | 2" | Drainage pipe, ABS, tees, 2" | EA | 28.2
331100601340 | 2-1/2" | Drainage pipe, ABS, tees, 2-1/2" | EA | 32.31
331100601350 | 3" | Drainage pipe, ABS, tees, 3" | EA | 36.09
331100601360 | 4" | Drainage pipe, ABS, tees, 4" | EA | 55.22
331100601370 | 6" | Drainage pipe, ABS, tees, 6" | EA | 92.26
331100601400 | Couplings
331100601410 | 1-1/4" | Drainage pipe, ABS, couplings, 1-1/4" | EA | 13.66
331100601420 | 1-1/2" | Drainage pipe, ABS, couplings, 1-1/2" | EA | 15.77
331100601430 | 2" | Drainage pipe, ABS, couplings, 2" | EA | 19.15
331100601440 | 2-1/2" | Drainage pipe, ABS, couplings, 2-1/2" | EA | 28.67
331100601450 | 3" | Drainage pipe, ABS, couplings, 3" | EA | 30.55
331100601460 | 4" | Drainage pipe, ABS, couplings, 4" | EA | 32.94
331100601470 | 6" | Drainage pipe, ABS, couplings, 6" | EA | 49.93
331100602000 | Pressure pipe
331100602020 | PVC, class 200 pipe
331100602025 | 3/4" | Pressure pipe, PVC, class 200 pipe, 3/4" | LF | 3.63
331100602030 | 1" | Pressure pipe, PVC, class 200 pipe, 1" | LF | 4
331100602035 | 1-1/4" | Pressure pipe, PVC, class 200 pipe, 1-1/4" | LF | 4.61
331100602040 | 1-1/2" | Pressure pipe, PVC, class 200 pipe, 1-1/2" | LF | 5.02
331100602050 | 2" | Pressure pipe, PVC, class 200 pipe, 2" | LF | 6.06
331100602060 | 2-1/2" | Pressure pipe, PVC, class 200 pipe, 2-1/2" | LF | 7.38
331100602070 | 3" | Pressure pipe, PVC, class 200 pipe, 3" | LF | 9.33
331100602080 | 4" | Pressure pipe, PVC, class 200 pipe, 4" | LF | 13.62
331100602090 | 6" | Pressure pipe, PVC, class 200 pipe, 6" | LF | 22.98
331100602100 | 8" | Pressure pipe, PVC, class 200 pipe, 8" | LF | 41.94
331100602200 | 90 degree elbows
331100602210 | 3/4" | Pressure pipe, PVC, 90 deg elbows, 3/4" | EA | 11.74
331100602220 | 1" | Pressure pipe, PVC, 90 deg elbows, 1" | EA | 11.85
331100602230 | 1-1/4" | Pressure pipe, PVC, 90 deg elbows, 1-1/4" | EA | 12.43
331100602240 | 1-1/2" | Pressure pipe, PVC, 90 deg elbows, 1-1/2" | EA | 12.89
331100602250 | 2" | Pressure pipe, PVC, 90 deg elbows, 2" | EA | 15.11
331100602260 | 2-1/2" | Pressure pipe, PVC, 90 deg elbows, 2-1/2" | EA | 23.37
331100602270 | 3" | Pressure pipe, PVC, 90 deg elbows, 3" | EA | 30.63
331100602280 | 4" | Pressure pipe, PVC, 90 deg elbows, 4" | EA | 45.34
331100602290 | 6" | Pressure pipe, PVC, 90 deg elbows, 6" | EA | 83.11
331100602300 | 8" | Pressure pipe, PVC, 90 deg elbows, 8" | EA | 136
331100602320 | 45 degree elbows
331100602330 | 3/4" | Pressure pipe, PVC, 45 deg elbows, 3/4" | EA | 11.88
331100602340 | 1" | Pressure pipe, PVC, 45 deg elbows, 1" | EA | 12.21
331100602350 | 1-1/4" | Pressure pipe, PVC, 45 deg elbows, 1-1/4" | EA | 12.88
331100602360 | 1-1/2" | Pressure pipe, PVC, 45 deg elbows, 1-1/2" | EA | 13.35
331100602370 | 2" | Pressure pipe, PVC, 45 deg elbows, 2" | EA | 15.4
331100602380 | 2-1/2" | Pressure pipe, PVC, 45 deg elbows, 2-1/2" | EA | 18.97
331100602390 | 3" | Pressure pipe, PVC, 45 deg elbows, 3" | EA | 28.39
331100602400 | 4" | Pressure pipe, PVC, 45 deg elbows, 4" | EA | 42.5
331100602410 | 6" | Pressure pipe, PVC, 45 deg elbows, 6" | EA | 76.83
331100602420 | 8" | Pressure pipe, PVC, 45 deg elbows, 8" | EA | 145
331100602500 | Tees
331100602520 | 3/4" | Pressure pipe, PVC, tees, 3/4" | EA | 13.81
331100602530 | 1" | Pressure pipe, PVC, tees, 1" | EA | 14.13
331100602540 | 1-1/4" | Pressure pipe, PVC, tees, 1-1/4" | EA | 14.71
331100602550 | 1-1/2" | Pressure pipe, PVC, tees, 1-1/2" | EA | 15.44
331100602560 | 2" | Pressure pipe, PVC, tees, 2" | EA | 18.1
331100602570 | 2-1/2" | Pressure pipe, PVC, tees, 2-1/2" | EA | 22.1
331100602580 | 3" | Pressure pipe, PVC, tees, 3" | EA | 36.97
331100602590 | 4" | Pressure pipe, PVC, tees, 4" | EA | 48.02
331100602600 | 6" | Pressure pipe, PVC, tees, 6" | EA | 104
331100602610 | 8" | Pressure pipe, PVC, tees, 8" | EA | 199
331100602700 | Couplings
331100602710 | 3/4" | Pressure pipe, PVC, couplings, 3/4" | EA | 11.3
331100602720 | 1" | Pressure pipe, PVC, couplings, 1" | EA | 11.6
331100602730 | 1-1/4" | Pressure pipe, PVC, couplings, 1-1/4" | EA | 11.88
331100602740 | 1-1/2" | Pressure pipe, PVC, couplings, 1-1/2" | EA | 11.99
331100602750 | 2" | Pressure pipe, PVC, couplings, 2" | EA | 13.48
331100602760 | 2-1/2" | Pressure pipe, PVC, couplings, 2-1/2" | EA | 16.67
331100602770 | 3" | Pressure pipe, PVC, couplings, 3" | EA | 20.32
331100602780 | 4" | Pressure pipe, PVC, couplings, 4" | EA | 22.78
331100602790 | 6" | Pressure pipe, PVC, couplings, 6" | EA | 38.68
331100602800 | 8" | Pressure pipe, PVC, couplings, 8" | EA | 61.98
331200000000 | SURFACE WATER SOURCES
331213100000 | CORPORATION STOPS | CORPORATION STOPS
331213100090 | Stop for flared copper service pipe
331213100100 | 3/4" | Stop for flared copper service pipe, 3/4" | EA | 101
331213100120 | 1" | Stop for flared copper service pipe, 1" | EA | 126
331213100130 | 1-1/4" | Stop for flared copper service pipe, 1-1/4" | EA | 264
331213100140 | 1-1/2" | Stop for flared copper service pipe, 1-1/2" | EA | 318
331213100150 | 2" | Stop for flared copper service pipe, 2" | EA | 432
331213200000 | THRUST BLOCKS | THRUST BLOCKS
331213200080 | Thrust block, 3000# concrete
331213200100 | 1/4 c.y. | Thrust block, 3000# concrete, 1/4 cy | EA | 276
331213200120 | 1/2 c.y. | Thrust block, 3000# concrete, 1/2 cy | EA | 369
331213200140 | 3/4 c.y. | Thrust block, 3000# concrete, 3/4 cy | EA | 529
331213200160 | 1 c.y. | Thrust block, 3000# concrete, 1 cy | EA | 899
331213300000 | TAPPING SADDLES & SLEEVES | TAPPING SADDLES & SLEEVES
331213300080 | Tapping saddle, tap size to 2"
331213300100 | 4" saddle | Tapping saddle, tap size to 2", 4" saddle | EA | 110
331213300120 | 6" saddle | Tapping saddle, tap size to 2", 6" saddle | EA | 131
331213300130 | 8" saddle | Tapping saddle, tap size to 2", 8" saddle | EA | 159
331213300140 | 10" saddle | Tapping saddle, tap size to 2", 10" saddle | EA | 187
331213300150 | 12" saddle | Tapping saddle, tap size to 2", 12" saddle | EA | 239
331213300160 | 14" saddle | Tapping saddle, tap size to 2", 14" saddle | EA | 292
331213302000 | Tapping sleeve
331213302010 | 4x4 | Tapping sleeve, 4x4 | EA | 1032
331213302030 | 6x4 | Tapping sleeve, 6x4 | EA | 1327
331213302050 | 6x6 | Tapping sleeve, 6x6 | EA | 1346
331213302060 | 8x4 | Tapping sleeve, 8x4 | EA | 1393
331213302070 | 8x6 | Tapping sleeve, 8x6 | EA | 1421
331213302090 | 10x4 | Tapping sleeve, 10x4 | EA | 2304
331213302100 | 10x6 | Tapping sleeve, 10x6 | EA | 3274
331213302120 | 10x8 | Tapping sleeve, 10x8 | EA | 3403
331213302130 | 10x10 | Tapping sleeve, 10x10 | EA | 3486
331213302140 | 12x4 | Tapping sleeve, 12x4 | EA | 3511
331213302150 | 12x6 | Tapping sleeve, 12x6 | EA | 3554
331213302160 | 12x8 | Tapping sleeve, 12x8 | EA | 3646
331213302170 | 12x10 | Tapping sleeve, 12x10 | EA | 3850
331213302180 | 12x12 | Tapping sleeve, 12x12 | EA | 4002
331213304000 | Tapping valve, mechanical joint
331213304010 | 4" valve | Tapping valve, mechanical joint, 4" valve | EA | 1293
331213304020 | 6" valve | Tapping valve, mechanical joint, 6" valve | EA | 1605
331213304030 | 8" valve | Tapping valve, mechanical joint, 8" valve | EA | 2398
331213304040 | 10" valve | Tapping valve, mechanical joint, 10" valve | EA | 3594
331213304050 | 12" valve | Tapping valve, mechanical joint, 12" valve | EA | 6035
331213307980 | Tap hole in pipe
331213308000 | 4" hole | Tap hole in pipe, 4" hole | EA | 80.09
331213308010 | 6" hole | Tap hole in pipe, 6" hole | EA | 128
331213308020 | 8" hole | Tap hole in pipe, 8" hole | EA | 214
331213308030 | 10" hole | Tap hole in pipe, 10" hole | EA | 256
331213308040 | 12" hole | Tap hole in pipe, 12" hole | EA | 320
331213500000 | VALVE BOXES | VALVE BOXES
331213500080 | Valve box, adjustable, for valves up to 20"
331213500100 | 3' deep | Valve box, adjust, for valves up to 20", 3' deep | EA | 339
331213500120 | 4' deep | Valve box, adjust, for valves up to 20", 4' deep | EA | 407
331213500130 | 5' deep | Valve box, adjust, for valves up to 20", 5' deep | EA | 477
331216100000 | GATE VALVES | GATE VALVES
331216100100 | Gate valve (AWWA) mechanical joint, with adjustable box
331216100110 | 4" valve | Gate valve, (AWWA) mech joint, w/adjustable box, 4" | EA | 1742
331216100120 | 6" valve | Gate valve, (AWWA) mech joint, w/adjust box, 6" valve | EA | 1976
331216100130 | 8" valve | Gate valve, (AWWA) mech joint, w/adjustable box, 8" | EA | 2617
331216100140 | 10" valve | Gate valve, (AWWA) mech joint, w/adjustable box, 10" | EA | 3877
331216100150 | 12" valve | Gate valve, (AWWA) mech joint, w/adjustable box, 12" | EA | 5143
331216100160 | 14" valve | Gate valve, (AWWA) mech joint, w/adjustable box, 14" | EA | 12533
331216100170 | 16" valve | Gate valve, (AWWA) mech joint, w/adjustable box, 16" | EA | 16644
331216100180 | 18" valve | Gate valve, (AWWA) mech joint, w/adjustable box, 18" | EA | 20753
331216103000 | Flanged, with box, post indicator (AWWA)
331216103010 | 4" valve | Gate valve, flanged, w/box, post indicator, 4" | EA | 1605
331216103020 | 6" valve | Gate valve, flanged, w/box, post indicator, 6" | EA | 1877
331216103030 | 8" valve | Gate valve, flanged, w/box, post indicator, 8" | EA | 2636
331216103040 | 10" valve | Gate valve, flanged, w/box, post indicator, 10" | EA | 3905
331216103050 | 12" valve | Gate valve, flanged, w/box, post indicator, 12" | EA | 5619
331216103060 | 14" valve | Gate valve, flanged, w/box, post indicator, 14" | EA | 12588
331216103070 | 16" valve | Gate valve, flanged, w/box, post indicator, 16" | EA | 16757
331219300000 | FIRE HYDRANTS | FIRE HYDRANTS
331219300080 | Standard, 3 way post, 6" mechanical joint
331219300100 | 2' deep | Standard, 3 way post, 6" mech joint, 2' deep | EA | 4585
331219300120 | 4' deep | Standard, 3 way post, 6" mech joint, 4' deep | EA | 5072
331219300140 | 6' deep | Standard, 3 way post, 6" mech joint, 6' deep | EA | 5836
331219300160 | 8' deep | Standard, 3 way post, 6" mech joint, 8' deep | EA | 6583
331233100000 | WATER METERS | WATER METERS
331233100080 | Water meter, displacement type
331233100090 | 1" | Water meter, displacement type, 1" | EA | 329
331233100100 | 1-1/2" | Water meter, displacement type, 1-1/2" | EA | 929
331233100190 | 2" | Water meter, displacement type, 2" | EA | 1358
332100000000 | UTILITY SERVICES
332113000000 | WELLS | WELLS
332113000980 | Domestic water, drilled and cased
332113001000 | 4" dia. | Domestic water, drilled and cased, 4" dia | LF | 138
332113001020 | 6" dia. | Domestic water, drilled and cased, 6" dia | LF | 153
332113001040 | 8" dia. | Domestic water, rilled and cased, 8" dia | LF | 174
333100000000 | SANITARY SEWER
333100100000 | CAST IRON FLANGED PIPE | CAST IRON FLANGED PIPE
333100100100 | Cast iron flanged sections
333100100110 | 4" pipe, with one bolt set
333100100120 | 3' section | CI flanged, 4" pipe, 1 bolt set, 3' section | EA | 110
333100100130 | 4' section | CI flanged, 4" pipe, 1 bolt set, 4' section | EA | 145
333100100140 | 5' section | CI flanged, 4" pipe, 1 bolt set, 5' section | EA | 180
333100100150 | 6' section | CI flanged sect, 4" pipe, 1 bolt set, 6' section | EA | 208
333100100160 | 8' section | CI flanged sect, 4" pipe, 1 bolt set, 8' section | EA | 262
333100100170 | 10' section | CI flanged sect, 4" pipe, 1 bolt set, 10' section | EA | 371
333100100180 | 12' section | CI flanged sect, 4" pipe, 1 bolt set, 12' section | EA | 437
333100100190 | 15' section | CI flanged, 4" pipe, 1 bolt set, 15' section | EA | 575
333100100200 | 18' section | CI flanged, 4" pipe, 1 bolt set, 18' section | EA | 713
333100102080 | 6" pipe, with one bolt set
333100102100 | 3' section | CI flanged, 6" pipe, 1 bolt set, 3' section | EA | 173
333100102102 | 4' section | CI flanged, 6" pipe, 1 bolt set, 4' section | EA | 238
333100102104 | 5' section | CI flanged, 6" pipe, 1 bolt set, 5' section | EA | 293
333100102110 | 6' section | CI flanged, 6" pipe, 1 bolt set, 6' section | EA | 349
333100102120 | 8' section | CI flanged, 6" pipe, 1 bolt set, 8' section | EA | 427
333100102130 | 10' section | CI flanged, 6" pipe, 1 bolt set, 10' section | EA | 589
333100102140 | 12' section | CI flanged, 6" pipe, 1 bolt set, 12' section | EA | 663
333100102150 | 15' section | CI flanged, 6" pipe, 1 bolt set, 15' section | EA | 858
333100102160 | 18' section | CI flanged, 6" pipe, 1 bolt set, 18' section | EA | 1069
333100102165 | 8" pipe, with one bolt set
333100102170 | 3' section | CI flanged, 8" pipe, 1 bolt set, 3' section | EA | 254
333100102180 | 4' section | CI flanged, 8" pipe, 1 bolt set, 4' section | EA | 346
333100102190 | 5' section | CI flanged, 8" pipe, 1 bolt set, 5' section | EA | 429
333100102200 | 6' section | CI flanged, 8" pipe, 1 bolt set, 6' section | EA | 514
333100102210 | 8' section | CI flanged, 8" pipe, 1 bolt set, 8' section | EA | 668
333100102215 | 10' section | CI flanged, 8" pipe, 1 bolt set, 10' section | EA | 900
333100102230 | 12' section | CI flanged, 8" pipe, 1 bolt set, 12' section | EA | 1027
333100102240 | 15' section | CI flanged, 8" pipe, 1 bolt set, 15' section | EA | 1298
333100102250 | 18' section | CI flanged, 8" pipe, 1 bolt set, 18' section | EA | 1570
333100103005 | 10" pipe, with one bolt set
333100103010 | 3' section | CI flanged, 10" pipe, 1 bolt set, 3' section | EA | 444
333100103020 | 4' section | CI flanged, 10" pipe, 1 bolt set, 4' section | EA | 696
333100103030 | 5' section | CI flanged, 10" pipe, 1 bolt set, 5' section | EA | 810
333100103040 | 6' section | CI flanged, 10" pipe, 1 bolt set, 6' section | EA | 972
333100103050 | 8' section | CI flanged, 10" pipe, 1 bolt set, 8' section | EA | 1305
333100103060 | 10' section | CI flanged, 10" pipe, 1 bolt set, 10' section | EA | 1425
333100103070 | 12' section | CI flanged, 10" pipe, 1 bolt set, 12' section | EA | 1609
333100103080 | 15' section | CI flanged, 10" pipe, 1 bolt set, 15' section | EA | 2018
333100103090 | 18' section | CI flanged, 10" pipe, 1 bolt set, 18' section | EA | 2472
333100103095 | 12" pipe, with one bolt set
333100103100 | 3' section | CI flanged, 12" pipe, 1 bolt set, 3' section | EA | 533
333100103120 | 4' section | CI flanged, 12" pipe, 1 bolt set, 4' section | EA | 773
333100103130 | 5' section | CI flanged, 12" pipe, 1 bolt set, 5' section | EA | 963
333100103140 | 6' section | CI flanged, 12" pipe, 1 bolt set, 6' section | EA | 1153
333100103150 | 8' section | CI flanged, 12" pipe, 1 bolt set, 8' section | EA | 1550
333100103160 | 10' section | CI flanged, 12" pipe, 1 bolt set, 10' section | EA | 1794
333100103170 | 12' section | CI flanged, 12" pipe, 1 bolt set, 12' section | EA | 2316
333100103180 | 15' section | CI flanged, 12" pipe, 1 bolt set, 15' section | EA | 2673
333100103190 | 18' section | CI flanged, 12" pipe, 1 bolt set, 18' section | EA | 3122
333100200000 | CAST IRON FITTINGS | CAST IRON FITTINGS
333100200100 | Mechanical joint, with 2 bolt kits
333100200105 | 90 deg bend
333100200110 | 4" | CI mech joint, 2 bolt kits, 90 deg bend, 4" | EA | 180
333100200120 | 6" | CI mech joint, 2 bolt kits, 90 deg bend, 6" | EA | 276
333100200130 | 8" | CI, mech joint, 2bolt kits, 90 degree bend, 8" | EA | 584
333100200140 | 10" | CI mech joint, 2 bolt kits, 90 deg bend, 10" | EA | 877
333100200150 | 12" | CI mech joint, 2 bolt kits, 90 deg bend, 12" | EA | 1317
333100200155 | 14" | CI mech joint, 2 bolt kits, 90 deg bend, 14" | EA | 1793
333100200160 | 16" | CI mech joint, 2 bolt kits, 90 deg bend, 16" | EA | 2094
333100200165 | 45 deg bend
333100200170 | 4" | CI mech joint, 2 bolt kits, 45 deg bend, 4" | EA | 157
333100200180 | 6" | CI mech joint, 2 bolt kits, 45 deg bend, 6" | EA | 230
333100200190 | 8" | CI mech joint, 2 bolt kits, 45 deg bend, 8" | EA | 476
333100200200 | 10" | CI mech joint, 2 bolt kits, 45 deg bend, 10" | EA | 696
333100200210 | 12" | CI mech joint, 2 bolt kits, 45 deg bend, 12 | EA | 1166
333100200220 | 14" | CI mech joint, 2 bolt kits, 45 deg bend, 14" | EA | 1428
333100200230 | 16" | CI mech joint, 2 bolt kits, 45 deg bend, 16" | EA | 1872
333100202000 | Tee, with 3 bolt kits
333100202010 | 4" x 4" | CI mech joint, w/3 bolt kits, tee, 4"x 4" | EA | 302
333100202020 | 6" x 6" | CI mech joint, w/3 bolt kits, tee, 6"x 6" | EA | 480
333100202030 | 8" x 8" | CI mech joint, w/3 bolt kits, tee, 8"x 8" | EA | 1246
333100202040 | 10" x 10" | CI mech joint, w/3 bolt kits, tee, 10"x 10" | EA | 1579
333100202050 | 12" x 12" | CI mech joint, w/3 bolt kits, tee, 12"x 12" | EA | 2748
333100203000 | Wye, with 3 bolt kits
333100203010 | 6" x 6" | CI mech joint, w/3 bolt kits, wye, 6"x 6" | EA | 576
333100203020 | 8" x 8" | CI mech joint, w/3 bolt kits, wye, 8"x 8" | EA | 1150
333100203030 | 10" x 10" | CI mech joint, w/3 bolt kits, wye, 10"x 10" | EA | 1659
333100203040 | 12" x 12" | CI mech joint, w/3 bolt kits, wye, 12"x 12" | EA | 3156
333100203045 | Reducer, with 2 bolt kits
333100203050 | 6" x 4" | CI mech joint, w/2 bolt kits, reducer, 6"x 4" | EA | 303
333100203060 | 8" x 6" | CI mech joint, w/2 bolt kits, reducer, 8"x 6" | EA | 463
333100203070 | 10" x 8" | CI mech joint, w/2 bolt kits, reducer, 10"x 8" | EA | 1154
333100203080 | 12" x 10" | CI mech joint, w/2 bolt kits, reducer, 12"x 10" | EA | 1424
333100206010 | Flanged, 90 deg bend, 125 lb.
333100206020 | 4" | CI, flanged, 90 deg bend, 125 lb, 4" | EA | 341
333100206040 | 6" | CI, flanged, 90 deg bend, 125 lb, 6" | EA | 408
333100206060 | 8" | CI, flanged, 90 deg bend, 125 lb, 8" | EA | 563
333100206080 | 10" | CI, flanged, 90 deg bend, 125 lb, 10" | EA | 964
333100206090 | 12" | CI, flanged, 90 deg bend, 125 lb, 12" | EA | 1357
333100206095 | 14" | CI, flanged, 90 deg bend, 125 lb, 14" | EA | 2593
333100206100 | 16" | CI, flanged, 90 deg bend, 125 lb, 16" | EA | 3755
333100206115 | Tee
333100206120 | 4" | CI, flanged, tee, 125 lb, 4" | EA | 512
333100206130 | 6" | CI, flanged, tee, 125 lb, 6" | EA | 695
333100206140 | 8" | CI, flanged, tee, 125 lb, 8" | EA | 1040
333100206150 | 10" | CI, flanged, tee, 125 lb, 10" | EA | 1843
333100206160 | 12" | CI, flanged, tee, 125 lb, 12" | EA | 2479
333100206170 | 14" | CI, flanged, tee, 125 lb, 14" | EA | 5363
333100206180 | 16" | CI, flanged, tee, 125 lb, 16" | EA | 8072
333100300000 | VITRIFIED CLAY PIPE | VITRIFIED CLAY PIPE
333100300100 | Vitrified clay pipe, extra strength
333100301020 | 6" dia. | Vitrified clay pipe, extra strength, 6" dia | LF | 23.12
333100301040 | 8" dia. | Vitrified clay pipe, extra strength, 8" dia | LF | 25.31
333100301050 | 10" dia. | Vitrified clay pipe, extra strength, 10" dia | LF | 30.71
333100301070 | 12" dia. | Vitrified clay pipe, extra strength, 12" dia | LF | 42.28
333100301090 | 15" dia. | Vitrified clay pipe, extra strength, 15" dia | LF | 69.39
333100301120 | 18" dia. | Vitrified clay pipe, extra strength, 18" dia | LF | 90.49
333100301140 | 24" dia. | Vitrified clay pipe, extra strength, 24" dia | LF | 145
333100301160 | 30" dia. | Vitrified clay pipe, extra strength, 30" dia | LF | 230
333100301180 | 36" dia. | Vitrified clay pipe, extra strength, 36" dia | LF | 329
333100400000 | SANITARY SEWERS | SANITARY SEWERS
333100400980 | Clay
333100401000 | 6" pipe | Sanitary sewer, clay, 6" pipe | LF | 21.11
333100401020 | 8" pipe | Sanitary sewer, clay, 8" pipe | LF | 25.08
333100401030 | 10" pipe | Sanitary sewer, clay, 10" pipe | LF | 29.19
333100401040 | 12" pipe | Sanitary sewer, clay, 12" pipe | LF | 39.74
333100402980 | PVC
333100403000 | 4" pipe | Sanitary sewer, PVC, 4" pipe | LF | 12.84
333100403010 | 6" pipe | Sanitary sewer, PVC, 6" pipe | LF | 17.36
333100403020 | 8" pipe | Sanitary sewer, PVC, 8" pipe | LF | 21.92
333100403030 | 10" pipe | Sanitary sewer, PVC, 10" pipe | LF | 26.56
333100403040 | 12" pipe | Sanitary sewer, PVC, 12" pipe | LF | 35.3
333100405980 | Cleanout
333100406000 | 4" pipe | Sanitary sewer, PVC, cleanout for, 4" pipe | EA | 103
333100406010 | 6" pipe | Sanitary sewer, PVC, cleanout for, 6" pipe | EA | 130
333100406020 | 8" pipe | Sanitary sewer, PVC, cleanout for, 8" pipe | EA | 227
333100407980 | Connect new sewer line
333100408000 | To existing manhole | Connect new sewer line to existing manhole | EA | 318
333100408010 | To new manhole | Connect new sewer line to new manhole | EA | 203
333100409000 | Video inspection
333100409010 | Minimum | Video inspection, sewers, min. | EA | 1946
333100409020 | Average | Video inspection, sewers, avg. | EA | 2595
333100409030 | Maximum | Video inspection, sewers, max. | EA | 5898
333600000000 | WASTEWATER UTILITY STORAGE TANKS
333600100000 | DRAINAGE FIELDS | DRAINAGE FIELDS
333600100080 | Perforated PVC pipe, for drain field
333600100100 | 4" pipe | Perforated PVC pipe, for drain field, 4" pipe | LF | 10.51
333600100120 | 6" pipe | Perforated PVC pipe, for drain field, 6" pipe | LF | 13.44
333600500000 | SEPTIC TANKS | SEPTIC TANKS
333600500980 | Septic tank, precast concrete
333600501000 | 1000 gals | Septic tank, precast concrete, 1000 gals | EA | 1816
333600501200 | 2000 gals | Septic tank, precast concrete, 2000 gals | EA | 4195
333600501280 | 5000 gals | Septic tank, precast concrete, 5000 gals | EA | 13065
333600501290 | 25,000 gals | Septic tank, precast concrete, 25,000 gals | EA | 71865
333600501300 | 40,000 gals | Septic tank, precast concrete, 40,000 gals | EA | 88610
333600501310 | Leaching pit, precast concrete, 72" diameter
333600501320 | 3' deep | Leaching pit, precast concrete, 72" dia, 3' deep | EA | 1381
333600501340 | 6' deep | Leaching pit, precast concrete, 72" dia, 6' deep | EA | 2160
333600501360 | 8' deep | Leaching pit, precast concrete, 72" dia, 8' deep | EA | 2696
333900000000 | MANHOLES
333913300000 | MANHOLES | MANHOLES
333913300100 | Precast sections, 48" dia.
333913300110 | Base section | Precast manhole section, 48" dia, base section | EA | 744
333913300120 | 1'0" riser | Precast manhole section, 48" D, base, 1'0" riser | EA | 362
333913300130 | 1'4" riser | Precast manhole section, 48" D, base 1'4" riser | EA | 406
333913300140 | 2'8" riser | Precast manhole section, 48" D, base, 2'8" riser | EA | 500
333913300150 | 4'0" riser | Precast manhole section, 48" D, base, 4'0" riser | EA | 722
333913300160 | 2'8" cone top | Precast manhole section, 48" D, base, 2'8" cone top | EA | 629
333913300170 | Precast manholes, 48" dia.
333913300180 | 4' deep | Precast manholes, 48" dia, 4' deep | EA | 1625
333913300200 | 6' deep | Precast manholes, 48" dia, 6' deep | EA | 2284
333913300250 | 7' deep | Precast manholes, 48" dia, 7' deep | EA | 2608
333913300260 | 8' deep | Precast manholes, 48" dia, 8' deep | EA | 2979
333913300280 | 10' deep | Precast manholes, 48" dia, 10' deep | EA | 3430
333913301000 | Cast-in-place, 48" dia., with frame and cover
333913301100 | 5' deep | Manhole, CIP, 48" dia, w/frame & cover, 5' deep | EA | 2540
333913301120 | 6' deep | Manhole, CIP, 48" dia, w/frame & cover, 6' deep | EA | 3038
333913301140 | 8' deep | Manhole, CIP, 48" dia, w/frame & cover, 8' deep | EA | 3848
333913301160 | 10' deep | Manhole, CIP, 48" dia, w/frame & cover, 10' deep | EA | 4565
333913301480 | Brick manholes, 48" dia. with cover, 8" thick
333913301500 | 4' deep | Brick manholes, 48" D w/cover, 8" thick, 4' deep | EA | 1614
333913301501 | 6' deep | Brick manholes, 48" D w/cover, 8" thick, 6' deep | EA | 1914
333913301505 | 8' deep | Brick manholes, 48" D w/cover, 8" thick, 8' deep | EA | 2320
333913301510 | 10' deep | Brick manholes, 48" D w/cover, 8" thick, 10' deep | EA | 2786
333913301600 | 12' deep | Brick manholes, 48" D w/cover, 8" thick, 12' deep | EA | 3397
333913301620 | 14' deep | Brick manholes, 48" D w/cover, 8" thick, 14' deep | EA | 4109
333913303000 | Inverts for manholes
333913303010 | Single channel | Inverts for manholes, single channel | EA | 453
333913303020 | Triple channel | Inverts for manholes, triple channel | EA | 552
333913304200 | Frames and covers, 24" diameter
333913304210 | 300 lb | Manhole, frames and covers, 24" dia, 300 lb | EA | 537
333913304220 | 400 lb | Manhole, frames and covers, 24" dia, 400 lb | EA | 569
333913304230 | 500 lb | Manhole, frames and covers, 24" dia, 500 lb | EA | 665
333913304240 | Watertight, 350 lb | Manhole, frames and covers, 24" dia, watertight, 350 l | EA | 809
333913304250 | For heavy equipment, 1200 lb | Manhole, frames & covers, 24" dia, for hvy equip, 1200 | EA | 1624
333913304980 | Steps for manholes
333913305000 | 7" x 9" | Steps for manholes, 7"x 9" | EA | 32.84
333913305020 | 8" x 9" | Steps for manholes, 8"x 9" | EA | 39.59
333913306080 | Curb inlet, 4' throat, cast-in-place
333913306100 | 12"-30" pipe | Manhole, curb inlet, 4' throat, CIP, 12"-30" pipe | EA | 2174
333913306150 | 36"-48" pipe | Manhole, curb inlet, 4' throat, CIP, 36"-48" pipe | EA | 2465
333913308000 | Raise existing frame and cover, when repaving | Raise exist frame and cover, repaving | EA | 702
334100000000 | STORM DRAINAGE
334100400000 | PIPE | PIPE
334100401000 | Concrete pipe
334100401080 | Plain, bell and spigot joint, Class II
334100401100 | 6" pipe | Concrete pipe, bell & spigot, class II, 6" pipe | LF | 28.66
334100401200 | 8" pipe | Concrete pipe, bell & spigot, class II, 8" pipe | LF | 30.82
334100401300 | 10" pipe | Concrete pipe, bell & spigot, class II, 10" pipe | LF | 31.96
334100401400 | 12" pipe | Concrete pipe, bell & spigot, class II, 12" pipe | LF | 37.55
334100401500 | 15" pipe | Concrete pipe, bell & spigot, class II, 15" pipe | LF | 45.21
334100401600 | 18" pipe | Concrete pipe, bell & spigot, class II, 18" pipe | LF | 52.14
334100401650 | 21" pipe | Concrete pipe, bell & spigot, class II, 21" pipe | LF | 60.16
334100401700 | 24" pipe | Concrete pipe, bell & spigot, class II, 24" pipe | LF | 71.21
334100401730 | Reinforced, class III, tongue and groove joint
334100401750 | 12" pipe | Concrete pipe, reinf, class III, T & G, 12" pipe | LF | 45.48
334100401800 | 15" pipe | Concrete pipe, reinf, class III, T & G, 15" pipe | LF | 49.87
334100401850 | 18" pipe | Concrete pipe, reinf, class III, T & G, 18" pipe | LF | 54.41
334100401880 | 21" pipe | Concrete pipe, reinf, class III, T & G, 21" pipe | LF | 65.59
334100401900 | 24" pipe | Concrete pipe, reinf, class III, T & G, 24" pipe | LF | 80.21
334100401950 | 27" pipe | Concrete pipe, reinf, class III, T & G, 27" pipe | LF | 91.9
334100401960 | 30" pipe | Concrete pipe, reinf, class III, T & G, 30" pipe | LF | 101
334100401970 | 36" pipe | Concrete pipe, reinf, class III, T & G, 36" pipe | LF | 139
334100401980 | 42" pipe | Concrete pipe, reinf, class III, T & G, 42" pipe | LF | 181
334100401990 | 48" pipe | Concrete pipe, reinf, class III, T & G, 48" pipe | LF | 242
334100402000 | 54" pipe | Concrete pipe, reinf, class III, T & G, 54" pipe | LF | 260
334100402050 | 60" pipe | Concrete pipe, reinf, class III, T & G, 60" pipe | LF | 343
334100402070 | 66" pipe | Concrete pipe, reinf, class III, T & G, 66" pipe | LF | 431
334100402080 | 72" pipe | Concrete pipe, reinf, class III, T & G, 72" pipe | LF | 470
334100402090 | Flared end-section, concrete
334100402100 | 12" pipe | Concrete pipe, flared end, 12" pipe | LF | 118
334100402110 | 15" pipe | Concrete pipe, flared end, 15" pipe | LF | 137
334100402120 | 18" pipe | Concrete pipe, flared end, 18" pipe | LF | 159
334100402130 | 24" pipe | Concrete pipe, flared end, 24" pipe | LF | 185
334100402140 | 30" pipe | Concrete pipe, flared end, 30" pipe | LF | 225
334100402150 | 36" pipe | Concrete pipe, flared end, 36" pipe | LF | 305
334100402160 | 42" pipe | Concrete pipe, flared end, 42" pipe | LF | 323
334100402170 | 48" pipe | Concrete pipe, flared end, 48" pipe | LF | 360
334100402180 | 54" pipe | Concrete pipe, flared end, 54" pipe | LF | 392
334100405090 | Corrugated metal pipe, coated, paved invert
334100405095 | 16 ga.
334100406000 | 8" pipe | Corrugated metal pipe, 16 ga, coated, 8" pipe | LF | 31.6
334100406010 | 10" pipe | Corrugated metal pipe, 16 ga, coated, 10" pipe | LF | 38.64
334100406020 | 12" pipe | Corrugated metal pipe, 16 ga, coated, 12" pipe | LF | 42.43
334100406030 | 15" pipe | Corrugated metal pipe, 16 ga, coated, 15" pipe | LF | 49.93
334100406040 | 18" pipe | Corrugated metal pipe, 16 ga, coated, 18" pipe | LF | 57.79
334100406050 | 21" pipe | Corrugated metal pipe, 16 ga, coated, 21" pipe | LF | 69.01
334100406060 | 24" pipe | Corrugated metal pipe, 16 ga, coated, 24" pipe | LF | 80.61
334100406070 | 30" pipe | Corrugated metal pipe, 16 ga, coated, 30" pipe | LF | 102
334100406080 | 36" pipe | Corrugated metal pipe, 16 ga, coated, 36" pipe | LF | 135
334100406090 | 12 ga., 48" pipe | Corrugated metal pipe, 12 ga, coated, 48" pipe | LF | 227
334100406095 | 10 ga.
334100406100 | 60" pipe | Corrugated metal pipe, 10 ga, coated, 60" pipe | LF | 239
334100406110 | 72" pipe | Corrugated metal pipe, 10 ga, coated, 72" pipe | LF | 311
334100406200 | Galvanized or aluminum, plain
334100406205 | 16 ga.
334100406210 | 8" pipe | Drain pipe, galv or alum, plain, 16 ga, 8" pipe | LF | 25.56
334100406220 | 10" pipe | Drain pipe, galv or alum, plain, 16 ga, 10" pipe | LF | 31.5
334100406230 | 12" pipe | Drain pipe, galv or alum, plain, 16 ga, 12" pipe | LF | 34.64
334100406240 | 15" pipe | Drain pipe, galv or alum, plain, 16 ga, 15" pipe | LF | 41.14
334100406250 | 18" pipe | Drain pipe, galv or alum, plain, 16 ga, 18" pipe | LF | 47.79
334100406260 | 24" pipe | Drain pipe, galv or alum, plain, 16 ga, 24" pipe | LF | 67.3
334100406270 | 30" pipe | Drain pipe, galv or alum, plain, 16 ga, 30" pipe | LF | 85.83
334100406280 | 36" pipe | Drain pipe, galv or alum, plain, 16 ga, 36" pipe | LF | 105
334100406290 | 12 ga., 48" pipe | Drain pipe, galv or alum, plain, 12 ga, 48" pipe | LF | 177
334100406300 | 10 ga., 60" pipe | Drain pipe, galv or alum, plain, 10 ga, 60" pipe | LF | 237
334100406400 | Galvanized or aluminum, coated oval arch
334100406405 | 16 ga.
334100406410 | 17" x 13" | Drain pipe, galv or alum, oval culvert, 16 ga, 17"x13" | LF | 48.6
334100406420 | 21" x 15" | Drain pipe, galv or alum, oval culvert, 16 ga, 21"x15" | LF | 61.4
334100406425 | 14 ga.
334100406430 | 28" x 20" | Drain pipe, galv or alum, oval culvert, 16 ga, 28"x20" | LF | 81.34
334100406440 | 35" x 24" | Drain pipe, galv or alum, oval culvert, 16 ga, 35"x24" | LF | 117
334100406445 | 12 ga.
334100406450 | 42" x 29" | Drain pipe, galv or alum, oval culvert, 12 ga, 42"x29" | LF | 137
334100406460 | 57" x 38" | Drain pipe, galv or alum, oval culvert, 12 ga, 57"x38" | LF | 197
334100406470 | 64" x 43" | Drain pipe, galv or alum, oval culvert, 12 ga, 64"x43" | LF | 233
334100406500 | Oval arch culverts, plain
334100406505 | 16 ga.
334100406510 | 17" x 13" | Storm drain, oval arch culverts, 16 ga, 17"x 13" | LF | 35.1
334100406520 | 21" x 15" | Storm drain, oval arch culverts, 16 ga, 21"x 15" | LF | 45.24
334100406525 | 14 ga.
334100406530 | 28" x 20" | Storm drain, oval arch culverts, 14 ga, 28"x 20" | LF | 70.93
334100406540 | 35" x 24" | Storm drain, oval arch culverts, 14 ga, 35"x 24" | LF | 89.67
334100406545 | 12 ga.
334100406550 | 57" x 38" | Storm drain, oval arch culverts, 12 ga, 57"x 38" | LF | 133
334100406560 | 64" x 43" | Storm drain, oval arch culverts, 12 ga, 64"x 43" | LF | 162
334100406570 | 71" x 47" | Storm drain, oval arch culverts, 12 ga, 71"x 47" | LF | 222
334100406600 | Nestable corrugated metal pipe
334100406615 | 16 ga.
334100406620 | 10" pipe | Nestable corrugated metal pipe, 16 ga, 10" pipe | LF | 31.33
334100406630 | 12" pipe | Nestable corrugated metal pipe, 16 ga, 12" pipe | LF | 36.57
334100406640 | 15" pipe | Nestable corrugated metal pipe, 16 ga, 15" pipe | LF | 44.75
334100406650 | 18" pipe | Nestable corrugated metal pipe, 16 ga, 18" pipe | LF | 50.68
334100406660 | 24" pipe | Nestable corrugated metal pipe, 16 ga, 24" pipe | LF | 68.02
334100406670 | 30" pipe | Nestable corrugated metal pipe, 16 ga, 30" pipe | LF | 81.99
334100406680 | 14 ga., 36" pipe | Nestable corrugated metal pipe, 14 ga, 36" pipe | LF | 94.04
334100409680 | Headwalls, cast-in-place, 30 deg wingwall
334100409700 | 12" pipe | Headwalls, CIP, 30 deg wingwall, for 12" pipe | EA | 663
334100409740 | 15" pipe | Headwalls, CIP, 30 deg wingwall, for 15" pipe | EA | 761
334100409750 | 18" pipe | Headwalls, CIP, 30 deg wingwall, for 18" pipe | EA | 914
334100409760 | 24" pipe | Headwalls, CIP, 30 deg wingwall, for 24" pipe | EA | 1246
334100409770 | 30" pipe | Headwalls, CIP, 30 deg wingwall, for 30" pipe | EA | 1491
334100409780 | 36" pipe | Headwalls, CIP, 30 deg wingwall, for 36" pipe | EA | 1731
334100409790 | 42" pipe | Headwalls, CIP, 30 deg wingwall, for 42" pipe | EA | 2061
334100409800 | 48" pipe | Headwalls, CIP, 30 deg wingwall, for 48" pipe | EA | 2300
334100409810 | 54" pipe | Headwalls, CIP, 30 deg wingwall, for 54" pipe | EA | 2664
334100409820 | 60" pipe | Headwalls, CIP, 30 deg wingwall, for 60" pipe | EA | 3193
334100409880 | 4" cleanout for storm drain
334100409900 | 4" pipe | 4" cleanout for storm drain, 4" pipe | EA | 878
334100409910 | 6" pipe | 4" cleanout for storm drain, 6" pipe | EA | 1053
334100409920 | 8" pipe | 4" cleanout for storm drain, 8" pipe | EA | 1429
334100409925 | Connect new drain line
334100409930 | To existing manhole | Connect new drain line to existing manhole | EA | 357
334100409940 | To new manhole | Connect new drain line to new manhole | EA | 249
334400000000 | DRAINAGE AND CONTAINMENT
334413100000 | CATCH BASINS | CATCH BASINS
334413100100 | Standard concrete catch basin
334413101021 | Cast-in-place, 3'8" x 3'8", 6" thick wall
334413101030 | 2' deep | Concrete catch basin, CIP, 3'8"x 3'8", 6" wall, 2'deep | EA | 1474
334413101040 | 3' deep | Concrete catch basin, CIP, 3'8"x 3'8", 6" wall, 3'deep | EA | 1679
334413101050 | 4' deep | Concrete catch basin, CIP, 3'8"x 3'8", 6" wall, 4'deep | EA | 2210
334413101060 | 5' deep | Concrete catch basin, CIP, 3'8"x 3'8", 6" wall, 5'deep | EA | 2403
334413101070 | 6' deep | Concrete catch basin, CIP, 3'8"x 3'8", 6" wall, 6'deep | EA | 2777
334413101201 | 4'x4', 8" thick wall, cast-in-place
334413101210 | 2' deep | Concrete catch basin, CIP, 4'x4', 8" wall, 2' deep | EA | 1512
334413101220 | 3' deep | Concrete catch basin, CIP, 4'x4', 8" wall, 3' deep | EA | 1768
334413101230 | 4' deep | Concrete catch basin, CIP, 4'x4', 8" wall, 4' deep | EA | 2349
334413101240 | 5' deep | Concrete catch basin, CIP, 4'x4', 8" wall, 5' deep | EA | 2536
334413101250 | 6' deep | Concrete catch basin, CIP, 4'x4', 8" wall, 6' deep | EA | 2908
334413105000 | Frames and covers, cast iron
334413105010 | Round
334413105020 | 24" dia. | Catch basin, Frames & covers, CI, 24" dia | EA | 637
334413105030 | 26" dia. | Catch basin, Frames & covers, CI, 26" dia | EA | 684
334413105040 | 28" dia. | Catch basin, Frames & covers, CI, 28" dia | EA | 790
334413105080 | Rectangular
334413105100 | 23"x23" | Catch basin, Frames & covers, CI, rect, 23"x23" | EA | 576
334413105120 | 27"x20" | Catch basin, Frames & covers, CI, rect, 27"x20" | EA | 668
334413105130 | 24"x24" | Catch basin, Frames & covers, CI, rect, 24"x24" | EA | 653
334413105140 | 26"x26" | Catch basin, Frames & covers, CI, rect, 26"x26" | EA | 698
334413105200 | Curb inlet frames and covers
334413105210 | 27"x27" | Catch basin, curb inlet frames & covers, 27"x27" | EA | 1003
334413105220 | 24"x36" | Catch basin, curb inlet frames & covers, 24"x36" | EA | 775
334413105230 | 24"x25" | Catch basin, curb inlet frames & covers, 24"x25" | EA | 731
334413105240 | 24"x22" | Catch basin, curb inlet frames & covers, 24"x22" | EA | 653
334413105250 | 20"x22" | Catch basin, curb inlet frames & covers, 20"x22" | EA | 805
334413109120 | Airfield catch basin frame and grating, galvanized
334413109140 | 2'x4' | Airfield catch basin frame & grate, galv, 2'x4' | EA | 1025
334413109160 | 2'x2' | Airfield catch basin frame & grate, galv, 2'x2' | EA | 766
334600000000 | STORMWATER MANAGEMENT
334619000000 | UNDERDRAIN | UNDERDRAIN
334619001480 | Drain tile, clay
334619001500 | 6" pipe | Drain tile, clay, 6" pipe | LF | 13.52
334619001520 | 8" pipe | Drain tile, clay, 8" pipe | LF | 17.29
334619001530 | 12" pipe | Drain tile, clay, 12" pipe | LF | 27.25
334619001580 | Porous concrete, standard strength
334619001600 | 6" pipe | Drain tile, porous concrete, 6" pipe | LF | 16.68
334619001620 | 8" pipe | Drain tile, porous concrete, 8" pipe | LF | 17.76
334619001630 | 12" pipe | Drain tile, porous concrete, 12" pipe | LF | 21.47
334619001640 | 15" pipe | Drain tile, porous concrete, 15" pipe | LF | 32.79
334619001650 | 18" pipe | Drain tile, porous concrete, 18" pipe | LF | 42.42
334619001800 | Corrugated metal pipe, perforated type
334619001810 | 6" pipe | Corrugated metal pipe, perforated type, 6" pipe | LF | 17.4
334619001820 | 8" pipe | Corrugated metal pipe, perforated type, 8" pipe | LF | 19.42
334619001830 | 10" pipe | Corrugated metal pipe, perforated type, 10" pipe | LF | 22.08
334619001840 | 12" pipe | Corrugated metal pipe, perforated type, 12" pipe | LF | 27.76
334619001860 | 18" pipe | Corrugated metal pipe, perforated type, 18" pipe | LF | 32.51
334619001980 | Perforated clay pipe
334619002000 | 6" pipe | Perforated clay pipe, 6" pipe | LF | 16.92
334619002020 | 8" pipe | Perforated clay pipe, 8" pipe | LF | 18.35
334619002030 | 12" pipe | Perforated clay pipe, 12" pipe | LF | 26.75
334619002480 | Drain tile, concrete
334619002500 | 6" pipe | Drain tile, concrete, 6" pipe | LF | 12.5
334619002520 | 8" pipe | Drain tile, concrete, 8" pipe | LF | 15.47
334619002530 | 12" pipe | Drain tile, concrete, 12" pipe | LF | 23.43
334619004980 | Perforated rigid PVC underdrain pipe
334619005000 | 4" pipe | Perforated rigid PVC underdrain pipe, 4" pipe | LF | 8.27
334619005100 | 6" pipe | Perforated rigid PVC underdrain pipe, 6" pipe | LF | 11.67
334619005150 | 8" pipe | Perforated rigid PVC underdrain pipe, 8" pipe | LF | 14.9
334619005200 | 10" pipe | Perforated rigid PVC underdrain pipe, 10" pipe | LF | 19.63
334619005210 | 12" pipe | Perforated rigid PVC underdrain pipe, 12" pipe | LF | 26.77
334619006980 | Underslab drainage, crushed stone
334619007000 | 3" thick | Underslash drainage, crushed stone, 3" thick | SF | 1.54
334619007120 | 4" thick | Underslash drainage, crushed stone, 4" thick | SF | 1.85
334619007140 | 6" thick | Underslash drainage, crushed stone, 6" thick | SF | 2.22
334619007160 | 8" thick | Underslash drainage, crushed stone, 8" thick | SF | 2.52
334619007180 | Plastic filter fabric for drain lines | Plastic filter fabric for drain lines | SF | 1.2
334619009000 | Gravel fill in trench, crushed or bank run, 1/2" to 3/4" | Gravel fill in trench, crushed or bank run, 3/4" | CY | 128
335100000000 | ENERGY DISTRIBUTION
335100100000 | GAS DISTRIBUTION | GAS DISTRIBUTION
335100100100 | Gas distribution lines
335100101000 | Polyethylene, 60 psi coils
335100101010 | 1-1/4" dia. | Gas line, polyethylene, 60 psi coils, 1-1/4" dia | LF | 8.1
335100101020 | 1-1/2" dia. | Gas line, polyethylene, 60 psi coils, 1-1/2" dia | LF | 9.29
335100101030 | 2" dia. | Gas line, polyethylene, 60 psi coils, 2" dia | LF | 11.1
335100101040 | 3" dia. | Gas line, polyethylene, 60 psi coils, 3" dia | LF | 16.67
335100101045 | 30' pipe lengths
335100101050 | 3" dia. | Gas line, polyethylene, 30' pipe length, 3" dia | LF | 16.9
335100101060 | 4" dia. | Gas line, polyethylene, 30' pipe length, 4" dia | LF | 22.04
335100101070 | 6" dia. | Gas line, polyethylene, 30' pipe length, 6" dia | LF | 32.08
335100101080 | 8" dia. | Gas line, polyethylene, 30' pipe length, 8" dia | LF | 49.68
335100102000 | Steel, schedule 40, plain end
335100102010 | 1" dia. | Gas line, steel, sch 40, plain end, 1" dia | LF | 13.44
335100102020 | 2" dia. | Gas line, steel, sch 40, plain end, 2" dia | LF | 18.07
335100102030 | 3" dia. | Gas line, steel, sch 40, plain end, 3" dia | LF | 23.17
335100102040 | 4" dia. | Gas line, steel, sch 40, plain end, 4" dia | LF | 40.86
335100102050 | 5" dia. | Gas line, steel, sch 40, plain end, 5" dia | LF | 57.84
335100102060 | 6" dia. | Gas line, steel, sch 40, plain end, 6" dia | LF | 72.9
335100102070 | 8" dia. | Gas line, steel, sch 40, plain end, 8" dia | LF | 86.52
335100105000 | Natural gas meters, direct digital reading, threaded
335100105050 | 250 cfh @ 5 lbs | Natural gas meter, digital, 250 cfh @ 5 lb | EA | 390
335100105060 | 425 cfh @ 10 lbs | Natural gas meter, digital, 425 cfh @ 10 lbs | EA | 709
335100105080 | 800 cfh @ 20 lbs | Natural gas meter, digital, 800 cfh @ 20 lbs | EA | 969
335100105090 | 1,000 cfh @ 25 lbs | Natural gas meter, digital, 1000 cfh @ 25 lbs | EA | 2425
335100105130 | 1,400 cfh @ 100 lbs | Natural gas meter, digital, 1400 cfh @ 100 lbs | EA | 5391
335100105140 | 2,300 cfh @ 100 lbs | Natural gas meter, digital, 2300 cfh @ 100 lbs | EA | 7537
335100105150 | 5,000 cfh @ 100 lbs | Natural gas meter, digital, 5000 cfh @ 100 lbs | EA | 11306
335100105500 | Gas pressure regulators
335100105505 | Threaded
335100105510 | 3/4" | Gas pressure regulators, threaded, 3/4" | EA | 186
335100105520 | 1" | Gas pressure regulators, threaded, 1" | EA | 227
335100105530 | 1-1/4" | Gas pressure regulators, threaded, 1-1/4" | EA | 231
335100105540 | 1-1/2" | Gas pressure regulators, threaded, 1-1/2" | EA | 679
335100105560 | 2" | Gas pressure regulators, threaded, 2" | EA | 727
335100105565 | Flanged
335100105570 | 3" | Gas pressure regulators, flanged, 3" | EA | 2531
335100105580 | 4" | Gas pressure regulators, flanged, 4" | EA | 3747
335600000000 | HYDROCARBON STORAGE
335600100000 | STORAGE TANKS | STORAGE TANKS
335600100080 | Oil storage tank, underground, single wall, no excv.
335600100090 | Steel
335600101000 | 500 gals | Oil storage tank, steel, underground, 500 gals | EA | 5697
335600101020 | 1,000 gals | Oil storage tank, steel, underground, 1000 gals | EA | 7737
335600101040 | 4,000 gals | Oil storage tank, steel, underground, 4000 gals | EA | 12122
335600101060 | 5,000 gals | Oil storage tank, steel, underground, 5000 gals | EA | 14598
335600101080 | 10,000 gals | Oil storage tank, steel, underground, 10000 gals | EA | 26381
335600101980 | Fiberglass, double wall
335600102000 | 550 gals | Oil tank, fiberglass double wall, 550 gals | EA | 15451
335600102020 | 1,000 gals | Oil tank, fiberglass double wall, 1000 gals | EA | 19700
335600102030 | 2,000 gals | Oil tank, fiberglass double wall, 2000 gals | EA | 21638
335600102060 | 4,000 gals | Oil tank, fiberglass double wall, 4000 gals | EA | 25858
335600102080 | 6,000 gals | Oil tank, fiberglass double wall, 6000 gals | EA | 28642
335600102090 | 8,000 gals | Oil tank, fiberglass double wall, 8000 gals | EA | 33023
335600102095 | 10,000 gals | Oil tank, fiberglass double wall, 10000 gals | EA | 34648
335600102100 | 12,000 gals | Oil tank, fiberglass double wall, 12000 gals | EA | 38662
335600102120 | 15,000 gals | Oil tank, fiberglass double wall, 15000 gals | EA | 42987
335600102140 | 20,000 gals | Oil tank, fiberglass double wall, 20000 gals | EA | 51879
335600102520 | Above ground
335600102530 | Steel, single wall
335600102540 | 275 gals | Oil tank, steel, above ground, 275 gals | EA | 3342
335600102560 | 500 gals | Oil tank, steel, above ground, 500 gals | EA | 8062
335600102570 | 1,000 gals | Oil tank, steel, above ground, 1000 gals | EA | 10906
335600102580 | 1,500 gals | Oil tank, steel, above ground, 1500 gals | EA | 13897
335600102590 | 2,000 gals | Oil tank, steel, above ground, 2000 gals | EA | 17268
335600102620 | 5,000 gals | Oil tank, steel, above ground, 5000 gals | EA | 20668
335600103020 | Fill cap | Oil tank, fill cap | EA | 273
335600103040 | Vent cap | Oil tank, vent cap | EA | 273
335600103100 | Level indicator | Oil tank, level indicator | EA | 371
336300000000 | STEAM ENERGY DISTRIBUTION
336333000000 | STEAM METERS | STEAM METERS
336333000100 | In-line turbine, direct reading, 300 lb, flanged
336333000120 | 2" | In-line turbine, direct reading, 300 lb, flanged, 2" | EA | 4818
336333000130 | 3" | In-line turbine, direct reading, 300 lb, flanged, 3" | EA | 5192
336333000140 | 4" | In-line turbine, direct reading, 300 lb, flanged, 4" | EA | 5726
336333000145 | Threaded, 2"
336333000150 | 5" line | In-line turbine, 300 lb, threaded 2" on 5" line | EA | 9805
336333000170 | 6" line | In-line turbine, 300 lb, threaded 2" on 6" line | EA | 9975
336333000180 | 8" line | In-line turbine, 300 lb, threaded 2" on 8" line | EA | 10143
336333000190 | 10" line | In-line turbine, 300 lb, threaded 2" on 10" line | EA | 10647
336333000200 | 12" line | In-line turbine, 300 lb, threaded 2" on 12" line | EA | 10814
336333000210 | 14" line | In-line turbine, 300 lb, threaded 2" on 14" line | EA | 11152
336333000220 | 16" line | In-line turbine, 300 lb, threaded 2" on 16" line | EA | 11824
337100000000 | POWER & COMMUNICATIONS
337116000000 | UTILITY POLES & FITTINGS | UTILITY POLES & FITTINGS
337116000980 | Wood pole, creosoted
337116001000 | 25' | Wood pole, creosoted, 25' | EA | 704
337116001030 | 40' | Wood pole, creosoted, 40' | EA | 1268
337116001060 | 55' | Wood pole, creosoted, 55' | EA | 2152
337116001065 | Treated, wood preservative, 6"x6"
337116001070 | 8' | Utility pole, treated, wood preservative, 6"x 6", 8' | EA | 134
337116001120 | 16' | Utility pole, treated, wood preservative, 6"x 6", 16' | EA | 358
337116001150 | 20' | Utility pole, treated, wood preservative, 6"x 6", 20' | EA | 487
337116001155 | Aluminum, brushed, no base
337116001160 | 8' | Utility pole, aluminum, brushed, no base, 8' | EA | 932
337116001190 | 20' | Utility pole, aluminum, brushed, no base, 20' | EA | 1460
337116001230 | 40' | Utility pole, aluminum, brushed, no base, 40' | EA | 4043
337116001235 | Steel, no base
337116001240 | 10' | Utility pole, steel, no base, 10' | EA | 1292
337116001250 | 20' | Utility pole, steel, no base, 20' | EA | 1903
337116001300 | 35' | Utility pole, steel, no base, 35' | EA | 3188
337116002000 | Concrete, no base
337116002020 | 13' | Utility pole, concrete, no base, 13' | EA | 1838
337116002100 | 30' | Utility pole, concrete, no base, 30' | EA | 4708
337116002180 | 50' | Utility pole, concrete, no base, 50' | EA | 9540
337116002220 | 60' | Utility pole, concrete, no base, 60' | EA | 11829
337119000000 | ELECTRIC MANHOLES | ELECTRIC MANHOLES
337119000980 | Precast, handhole, 4' deep
337119001000 | 2'x2' | Precast, handhole, 4' deep, 2'x2' | EA | 972
337119001020 | 3'x3' | Precast, handhole, 4' deep, 3'x3' | EA | 1392
337119001040 | 4'x4' | Precast, handhole, 4' deep, 4'x4' | EA | 2820
337119001060 | Power manhole, complete, precast, 8' deep
337119001080 | 4'x4' | Power manhole, complete, pre-cast, 8' deep, 4'x4' | EA | 3968
337119001100 | 6'x6' | Power manhole, complete, pre-cast, 8' deep, 6'x6' | EA | 5432
337119001140 | 8'x8' | Power manhole, complete, pre-cast, 8' deep, 8'x8' | EA | 6161
337119001180 | 6' deep, 9' x 12' | Power manhole, complete, pre-cast, 6' deep, 9'x 12' | EA | 6988
337119001980 | Cast-in-place, power manhole, 8' deep
337119002000 | 4'x4' | Cast in place, power manhole, 8' deep, 4'x4' | EA | 4433
337119002020 | 6'x6' | Cast in place, power manhole, 8' deep, 6'x6' | EA | 5916
337119002040 | 8'x8' | Cast in place, power manhole, 8' deep, 8'x8' | EA | 6451
340000000000 | TRANSPORTATION
341100000000 | BASE COURSES AND BALLASTS
341113000000 | RAILROAD BALLAST, RAIL, APPURTENANCES | RAILROAD WORK
341113000080 | Rail
341113001010 | 90 lb | Rail, 90 lb | LF | 39.75
341113001020 | 100 lb | Rail, 100 lb | LF | 45.16
341113001030 | 115 lb | Rail, 115 lb | LF | 50.65
341113001080 | 132 lb | Rail, 132 lb | LF | 56.14
341113001090 | Rail relay
341113001100 | 90 lb | Rail relay, 90 lb | LF | 19.09
341113001120 | 100 lb | Rail relay, 100 lb | LF | 21
341113001140 | 115 lb | Rail relay, 115 lb | LF | 25.17
341113001160 | 132 lb | Rail relay, 132 lb | LF | 30.14
341113001170 | New angle bars, per pair
341113001540 | 90 lb | Rail, new angle bars, per pair, 90 lb | EA | 144
341113001560 | 100 lb | Rail, new angle bars, per pair, 100 lb | EA | 155
341113001600 | 115 lb | Rail, new angle bars, per pair, 115 lb | EA | 199
341113001620 | 132 lb | Rail, new angle bars, per pair, 132 lb | EA | 229
341113001630 | Angle bar relay
341113001640 | 90 lb | Rail, angle bar relay, 90 lb | EA | 60.61
341113001660 | 100 lb | Rail, angle bar relay, 100 lb | EA | 61.68
341113001680 | 115 lb | Rail, angle bar relay, 115 lb | EA | 64.73
341113001700 | 132 lb | Rail, angle bar relay, 132 lb | EA | 68.84
341113001800 | New tie plates
341113002020 | 90 lb | Rail, new tie plates, 90 lb | EA | 20.39
341113002040 | 100 lb | Rail, new tie plates, 100 lb | EA | 21.23
341113002060 | 115 lb | Rail, new tie plates, 115 lb | EA | 23.13
341113002080 | 132 lb | Rail, new tie plates, 132 lb | EA | 24.5
341113002090 | Tie plate relay
341113002100 | 90 lb | Rail, tie plate realy, 90 lb | EA | 7.28
341113002120 | 100 lb | Rail, tie plate relay, 100 lb | EA | 9.72
341113002140 | 115 lb | Rail, tie plate relay, 115 lb | EA | 9.72
341113002180 | 132 lb | Rail, tie plate relay, 132 lb | EA | 11.69
341113002190 | Track accessories
341113002250 | Wooden cross ties, 8' | Rail, track accessories, wooden cross ties, 8' | EA | 82.59
341113002260 | Concrete cross ties, 8' | Rail, track accessories, concrete cross ties, 8' | EA | 200
341113002280 | Tie plugs, 5" | Rail, track accessories, tie plugs, 5" | EA | 9.93
341113002300 | Track bolts and nuts, 1" | Rail, track accessories, track bolts & nuts, 1" | EA | 8.27
341113002320 | Lockwashers, 1" | Rail, track accessories, lockwashers, 1" | EA | 2.52
341113002340 | Track spikes, 6" | Rail, track accessories, track spikes, 6" | EA | 5.34
341113002360 | Wooden switch ties | Rail, track accessories, wooden switch ties | BF | 4.02
341113002380 | Rail anchors | Rail, track accessories, rail anchors | EA | 10.7
341113002400 | Ballast | Rail, track accessories, ballast | TON | 41
341113002420 | Gauge rods | Rail, track accessories, gauge rods | EA | 70.61
341113002460 | Compromise splice bars | Rail, track accessories, compromise splice bars | EA | 740
341113002470 | Turnout
341113003020 | 90 lb | Rail, turnout, 90 lb | EA | 25874
341113003060 | 100 lb | Rail, turnout, 100 lb | EA | 27073
341113003080 | 110 lb | Rail, turnout, 110 lb | EA | 28859
341113003100 | 115 lb | Rail, turnout, 115 lb | EA | 29454
341113003120 | 132 lb | Rail, turnout, 132 lb | EA | 31836
341113003130 | Turnout relay
341113003160 | 90 lb | Rail, turnout relay, 90 lb | EA | 17824
341113003180 | 100 lb | Rail, turnout relay, 100 lb | EA | 19308
341113003200 | 110 lb | Rail, turnout relay, 110 lb | EA | 19912
341113003220 | 115 lb | Rail, turnout relay, 115 lb | EA | 20801
341113003240 | 132 lb | Rail, turnout relay, 132 lb | EA | 22293
341113003250 | Railroad track in place, complete
341113003260 | New rail
341113003320 | 90 lb | Railroad track in place, complete, new rail, 90 lb | LF | 316
341113003340 | 100 lb | Railroad track in place, complete, new rail, 100 lb | LF | 316
341113003360 | 110 lb | Railroad track in place, complete, new rail, 110 lb | LF | 319
341113003380 | 115 lb | Railroad track in place, complete, new rail, 115 lb | LF | 332
341113003400 | 132 lb | Railroad track in place, complete, new rail, 132 lb | LF | 334
341113003410 | Rail relay
341113003420 | 90 lb | Railroad track in place, complete, rail relay, 90 lb | LF | 194
341113003440 | 100 lb | Railroad track in place, complete, rail relay, 100 lb | LF | 209
341113003450 | 110 lb | Railroad track in place, complete, rail relay, 110 lb | LF | 209
341113003460 | 115 lb | Railroad track in place, complete, rail relay, 115 lb | LF | 225
341113003500 | 132 lb | Railroad track in place, complete, rail relay, 132 lb | LF | 231
341113003510 | No. 8 turnout
341113003520 | 90 lb | Railroad track in place, comp, no. 8 turnout, 90 lb | EA | 58196
341113003540 | 100 lb | Railroad track in place, comp, no. 8 turnout, 100 lb | EA | 64175
341113003560 | 110 lb | Railroad track in place, comp, no. 8 turnout, 110 lb | EA | 69866
341113003580 | 115 lb | Railroad track in place, comp, no. 8 turnout, 115 lb | EA | 71291
341113003600 | 132 lb | Railroad track in place, comp, no. 8 turnout, 132 lb | EA | 72715
341113003610 | No. 8 turnout relay
341113003620 | 90 lb | RR track in place, comp, no. 8 turnout relay, 90 lb | EA | 43595
341113003640 | 100 lb | RR track in place, comp, no. 8 turnout relay, 100 lb | EA | 45596
341113003650 | 110 lb | RR track in place, comp, no. 8 turnout relay, 110 lb | EA | 47677
341113003660 | 115 lb | RR track in place, comp, no. 8 turnout relay, 115 lb | EA | 52524
341113003700 | 132 lb | RR track in place, comp, no. 8 turnout relay, 132 lb | EA | 55566
341113003800 | Railroad crossings, asphalt, based on 8" thick x 20'
341113003900 | Including track and approach
341113004020 | 12' roadway | RR crossing, asphalt, 8" thick, incl track, 12' road | EA | 2143
341113004040 | 15' roadway | RR crossing, asphalt, 8" thick, incl track, 15' road | EA | 2490
341113004060 | 18' roadway | RR crossing, asphalt, 8" thick, incl track, 18' road | EA | 2909
341113004080 | 21' roadway | RR crossing, asphalt, 8" thick, incl track, 21' road | EA | 3342
341113004100 | 24' roadway | RR crossing, asphalt, 8" thick, incl track, 24' road | EA | 3945
341113004200 | Precast concrete inserts
341113004420 | 12' roadway | Precast concrete inserts, 12' roadway | EA | 2363
341113004440 | 15' roadway | Precast concrete inserts, 15' roadway | EA | 2853
341113004460 | 18' roadway | Precast concrete inserts, 18' roadway | EA | 3464
341113004480 | 21' roadway | Precast concrete inserts, 21' roadway | EA | 4418
341113004500 | 24' roadway | Precast concrete inserts, 24' roadway | EA | 5276
341113004600 | Molded rubber, with headers
341113004820 | 12' roadway | Molded rubber, with headers, 12' roadway | EA | 11917
341113004840 | 15' roadway | Molded rubber, with headers, 15' roadway | EA | 14902
341113004860 | 18' roadway | Molded rubber, with headers, 18' roadway | EA | 17714
341113004880 | 21' roadway | Molded rubber, with headers, 21' roadway | EA | 19592
341113004900 | 24' roadway | Molded rubber, with headers, 24' roadway | EA | 23808
410000000000 | HANDLING EQUIPMENT
412200000000 | HOISTS AND CRANES
412213300000 | INDUSTRIAL HOISTS | INDUSTRIAL HOISTS
412213301000 | Industrial hoists, electric, light to medium duty
412213301010 | 500 lb | Indust hoists, electric, light to medium, 500 lb | EA | 6693
412213301020 | 1000 lb | Indust hoists, electric, light to medium, 1000 lb | EA | 10367
412213301030 | 2000 lb | Indust hoists, electric, light to medium, 2000 lb | EA | 10734
412213301040 | 3000 lb | Indust hoists, electric, light to medium, 3000 lb | EA | 12741
412213301050 | 4000 lb | Indust hoists, electric, light to medium, 4000 lb | EA | 13058
412213301060 | 5000 lb | Indust hoists, electric, light to medium, 5000 lb | EA | 14081
412213301070 | 6000 lb | Indust hoists, electric, light to medium, 6000 lb | EA | 17783
412213301080 | 7500 lb | Indust hoists, electric, light to medium, 7500 lb | EA | 19883
412213301090 | 10,000 lb | Indust hoists, electric, light to medium, 10000 lb | EA | 50698
412213301100 | 15,000 lb | Indust hoists, electric, light to medium, 15000 lb | EA | 63470
412213301110 | 20,000 lb | Indust hoists, electric, light to medium, 20000 lb | EA | 75029
412213301120 | 25,000 lb | Indust hoists, electric, light to medium, 25000 lb | EA | 76062
412213301130 | 30,000 lb | Indust hoists, electric, light to medium, 30000 lb | EA | 77861
412213301200 | Heavy duty
412213301210 | 500 lb | Indust hoists, electric, heavy duty, 500 lb | EA | 12869
412213301220 | 1000 lb | Indust hoists, electric, heavy duty, 1000 lb | EA | 17864
412213301240 | 2000 lb | Indust hoists, electric, heavy duty, 2000 lb | EA | 19720
412213301250 | 3000 lb | Indust hoists, electric, heavy duty, 3000 lb | EA | 20456
412213301260 | 4000 lb | Indust hoists, electric, heavy duty, 4000 lb | EA | 21372
412213301270 | 5000 lb | Indust hoists, electric, heavy duty, 5000 lb | EA | 21821
412213301280 | 6000 lb | Indust hoists, electric, heavy duty, 6000 lb | EA | 23612
412213301290 | 7500 lb | Indust hoists, electric, heavy duty, 7500 lb | EA | 27058
412213301300 | 10,000 lb | Indust hoists, electric, heavy duty, 10,000 lb | EA | 28853
412213301310 | 15,000 lb | Indust hoists, electric, heavy duty, 15,000 lb | EA | 34902
412213301320 | 20,000 lb | Indust hoists, electric, heavy duty, 20,000 lb | EA | 42280
412213301330 | 25,000 lb | Indust hoists, electric, heavy duty, 25,000 lb | EA | 47423
412213301340 | 30,000 lb | Indust hoists, electric, heavy duty, 30,000 lb | EA | 52697
412213301450 | Air powered hoists
412213301460 | 500 lb | Industrial hoists, air powered, 500 lb | EA | 7623
412213301470 | 1000 lb | Industrial hoists, air powered, 1000 lb | EA | 7978
412213301480 | 2000 lb | Industrial hoists, air powered, 2000 lb | EA | 8118
412213301490 | 4000 lb | Industrial hoists, air powered, 4000 lb | EA | 8878
412213301500 | 6000 lb | Industrial hoists, air powered, 6000 lb | EA | 9679
412213302000 | Overhead traveling bridge crane
412213302010 | Single girder, 20' span
412213302030 | 3 ton | O/H travel bridge crane, 1 girder, 20' span, 3 ton | EA | 24903
412213302040 | 5 ton | O/H travel bridge crane, 1 girder, 20' span, 5 ton | EA | 28340
412213302045 | 7.5 ton | O/H travel bridge crane, 1 girder, 20' span, 7.5 ton | EA | 35144
412213302050 | 10 ton | O/H travel bridge crane, 1 girder, 20' span, 10 ton | EA | 35863
412213302060 | 15 ton | O/H travel bridge crane, 1 girder, 20' span, 15 ton | EA | 43720
412213302080 | 30' span
412213302090 | 3 ton | O/H travel bridge crane, 1 girder, 30' span, 3 ton | EA | 30374
412213302100 | 5 ton | O/H travel bridge crane, 1 girder, 30' span, 5 ton | EA | 36407
412213302120 | 10 ton | O/H travel bridge crane, 1 girder, 30' span, 10 ton | EA | 50454
412213302130 | 15 ton | O/H travel bridge crane, 1 girder, 30' span, 15 ton | EA | 56767
412213302170 | Double girder, 40' span
412213302180 | 3 ton | O/H travel bridge crane, 2 girder, 40' span, 3 ton | EA | 48949
412213302190 | 5 ton | O/H travel bridge crane, 2 girder, 40' span, 5 ton | EA | 51318
412213302195 | 7.5 ton | O/H travel bridge crane, 2 girder, 40' span, 7.5 ton | EA | 50827
412213302200 | 10 ton | O/H travel bridge crane, 2 girder, 40' span, 10 ton | EA | 63866
412213302210 | 15 ton | O/H travel bridge crane, 2 girder, 40' span, 15 ton | EA | 69688
412213302220 | 25 ton | O/H travel bridge crane, 2 girder, 40' span, 25 ton | EA | 117036
412213302230 | 50' span
412213302250 | 3 ton | O/H travel bridge crane, 2 girder, 50' span, 3 ton | EA | 57491
412213302260 | 5 ton | O/H travel bridge crane, 2 girder, 50' span, 5 ton | EA | 58613
412213302265 | 7.5 ton | O/H travel bridge crane, 2 girder, 50' span, 7.5 ton | EA | 60156
412213302270 | 10 ton | O/H travel bridge crane, 2 girder, 50' span, 10 ton | EA | 66602
412213302280 | 15 ton | O/H travel bridge crane, 2 girder, 50' span, 15 ton | EA | 80771
412213302290 | 25 ton | O/H travel bridge crane, 2 girder, 50' span, 25 ton | EA | 104971
412213500000 | JIB CRANES | JIB CRANES
412213500100 | Self supporting, swinging 8' boom, 200 deg rotation
412213500120 | 1000 lb | Crane, self sup, swing 8' boom, 220 deg rot, 1000 lb | EA | 6433
412213500140 | 2000 lb | Crane, self sup, swing 8' boom, 220 deg rot, 2000 lb | EA | 6989
412213500160 | 3000 lb | Crane, self sup, swing 8' boom, 220 deg rot, 3000 lb | EA | 8143
412213500180 | 4000 lb | Crane, self sup, swing 8' boom, 220 deg rot, 4000 lb | EA | 8791
412213500200 | 6000 lb | Crane, self sup, swing 8' boom, 220 deg rot, 6000 lb | EA | 10366
412213500220 | 10,000 lb | Crane, self sup, swing 8' boom, 220 deg rot, 10,000 lb | EA | 14071
412213500230 | Wall mounted, 180 deg rotation
412213500240 | 2000 lb | Crane, self sup, wall mounted, 180 deg rot, 2000 lb | EA | 3747
412213500260 | 3000 lb | Crane, self sup, wall mounted, 180 deg rot, 3000 lb | EA | 4396
412213500280 | 4000 lb | Crane, self sup, wall mounted, 180 deg rot, 4000 lb | EA | 3696
412213500300 | 6000 lb | Crane, self sup, wall mounted, 180 deg rot, 6000 lb | EA | 6012
412213500320 | 10,000 lb | Crane, self sup, wall mounted, 180 deg rot, 10,000 lb | EA | 10181

## LOCATIONS
location | factor
AA - NATIONAL AVG | 1
AK - ANCHORAGE | 1.09
AK - FAIRBANKS | 1.09
AK - JUNEAU | 1.09
AK - KETCHIKAN | 1.09
AK - KODIAK | 1.09
AK - NOME | 1.09
AK - OTHER | 1.09
AK - SITKA | 1.09
AL - ANNISTON | 0.83
AL - AUBURN | 0.83
AL - BIRMINGHAM | 0.84
AL - DECATUR | 0.84
AL - DOTHAN | 0.81
AL - FLORENCE | 0.84
AL - GADSDEN | 0.83
AL - HUNTSVILLE | 0.82
AL - MOBILE | 0.83
AL - MONTGOMERY | 0.83
AL - OPELIKA | 0.83
AL - OTHER | 0.83
AL - PRATTVILLE | 0.83
AL - SELMA | 0.83
AL - TUSCALOOSA | 0.84
AR - BATESVILLE | 0.8
AR - CONWAY | 0.8
AR - EL DORADO | 0.8
AR - FAYETTEVILLE | 0.8
AR - FORT SMITH | 0.8
AR - HOT SPRINGS | 0.8
AR - JONESBORO | 0.79
AR - LITTLE ROCK | 0.82
AR - OTHER | 0.8
AR - PINE BLUFF | 0.8
AR - ROGERS | 0.78
AR - SPRINGDALE | 0.8
AR - TEXARKANA | 0.8
AZ - CASA GRANDE | 0.83
AZ - CLIFTON | 0.83
AZ - FLAGSTAFF | 0.84
AZ - LAKE HAVASU CITY | 0.83
AZ - MESA | 0.85
AZ - OTHER | 0.83
AZ - PHOENIX | 0.85
AZ - SIERRA VISTA | 0.83
AZ - TUCSON | 0.82
AZ - YUMA | 0.81
CA - ANAHEIM | 1.21
CA - BAKERSFIELD | 1.2
CA - CHICO | 1.17
CA - EUREKA | 1.17
CA - FRESNO | 1.21
CA - LOS ANGELES | 1.2
CA - MODESTO | 1.21
CA - OAKLAND | 1.21
CA - OTHER | 1.2
CA - REDDING | 1.17
CA - RIVERSIDE | 1.2
CA - SACRAMENTO | 1.17
CA - SALINAS | 1.21
CA - SAN BERNARDINO | 1.21
CA - SAN DIEGO | 1.18
CA - SAN FRANCISCO | 1.21
CA - SAN JOSE | 1.21
CA - SAN LUIS OBISPO | 1.2
CA - SANTA BARBARA | 1.2
CA - SANTA CRUZ | 1.21
CA - SANTA ROSA | 1.17
CA - STOCKTON | 1.21
CA - TULARE | 1.07
CA - VALLEJO-FAIRFIELD-NAPA | 1.17
CA - VENTURA | 1.2
CA - VISALIA | 1.07
CA - WATSONVILLE | 1.21
CA - YOLO | 1.17
CA - YUBA CITY | 1.17
CAN - MANITOBA | 0.98
CO - BOULDER | 0.91
CO - COLORADO SPRINGS | 0.9
CO - DENVER | 0.9
CO - DURANGO | 0.9
CO - FORT COLLINS | 0.88
CO - GRAND JUNCTION | 0.88
CO - GREELEY | 0.89
CO - LONGMONT | 0.91
CO - LOVELAND | 0.88
CO - OTHER | 0.9
CO - PUEBLO | 0.89
CO - STERLING | 0.9
CT - BRIDGEPORT | 1.11
CT - DANBURY | 1.11
CT - HARTFORD | 1.11
CT - MANCHESTER | 1.11
CT - MERIDEN | 1.1
CT - MIDDLETOWN | 1.11
CT - NEW HAVEN | 1.1
CT - NEW LONDON | 1.1
CT - NORWALK | 1.11
CT - NORWICH | 1.1
CT - OTHER | 1.1
CT - STAMFORD | 1.11
CT - TORRINGTON | 1.1
CT - WATERBURY | 1.1
DC - WASHINGTON DC | 1
DE - DOVER | 1.08
DE - NEWARK | 1.07
DE - OTHER | 1.07
DE - WILMINGTON | 1.07
FL - BOCA RATON | 0.86
FL - BRADENTON | 0.87
FL - CAPE CORAL | 0.86
FL - CLEARWATER | 0.86
FL - DAYTONA BEACH | 0.85
FL - FORT LAUDERDALE | 0.88
FL - FORT MYERS | 0.86
FL - FORT PIERCE | 0.86
FL - FORT WALTON BEACH | 0.85
FL - GAINESVILLE | 0.85
FL - JACKSONVILLE | 0.87
FL - LAKELAND | 0.84
FL - MELBOURNE | 0.91
FL - MIAMI | 0.87
FL - NAPLES | 0.86
FL - OCALA | 0.85
FL - ORLANDO | 0.84
FL - OTHER | 0.86
FL - PALM BAY | 0.91
FL - PANAMA CITY | 0.86
FL - PENSACOLA | 0.84
FL - PORT ST. LUCIE | 0.86
FL - PUNTA GORDA | 0.86
FL - SARASOTA | 0.86
FL - ST PETERSBURG | 0.86
FL - TALLAHASSEE | 0.84
FL - TAMPA | 0.85
FL - TITUSVILLE | 0.91
FL - WEST PALM BEACH | 0.86
FL - WINTER HAVEN | 0.84
GA - ALBANY | 0.86
GA - ATHENS | 0.84
GA - ATLANTA | 0.84
GA - AUGUSTA | 0.84
GA - COLUMBUS | 0.82
GA - MACON | 0.84
GA - MARIETTA | 0.84
GA - OTHER | 0.84
GA - ROME | 0.84
GA - SAVANNAH | 0.85
GA - VALDOSTA | 0.84
HI - OTHER | 1.16
HI - HILO | 1.16
HI - HONOLULU | 1.16
HI - MAUI | 1.16
IA - BURLINGTON | 0.93
IA - CEDAR FALLS | 0.89
IA - CEDAR RAPIDS | 0.92
IA - COUNCIL BLUFFS | 0.93
IA - DAVENPORT | 0.96
IA - DES MOINES | 0.96
IA - DUBUQUE | 0.94
IA - FT. DODGE | 0.93
IA - IOWA CITY | 0.93
IA - MARSHALLTOWN | 0.93
IA - MASON CITY | 0.93
IA - OTHER | 0.93
IA - OTTUMWA | 0.93
IA - SIOUX CITY | 0.92
IA - WATERLOO | 0.89
ID - BOISE | 0.87
ID - LEWISTON | 0.88
ID - OTHER | 0.88
ID - POCATELLO | 0.89
ID - SALMON | 0.88
ID - ST. ANTHONY | 0.88
ID - ST. MARIES | 0.88
ID - TWIN FALLS | 0.88
IL - ALTON | 1.05
IL - BLOOMINGTON | 1.04
IL - CHAMPAIGN | 1.02
IL - CHICAGO | 1.19
IL - DE KALB | 1.04
IL - DECATUR | 1
IL - EAST ST. LOUIS | 1.05
IL - FREEPORT | 1.04
IL - HARRISBURG | 1.02
IL - KANKAKEE | 1.18
IL - MOLINE | 1.04
IL - NORMAL | 1.04
IL - OTHER | 1.05
IL - PEKIN | 1.01
IL - PEORIA | 1.01
IL - ROCKFORD | 1.04
IL - SPRINGFIELD | 1
IL - URBANA | 1.02
IN - BLOOMINGTON | 0.94
IN - COLUMBUS | 0.94
IN - ELKHART | 1
IN - EVANSVILLE | 0.95
IN - FORT WAYNE | 0.94
IN - GARY | 1.02
IN - GOSHEN | 1
IN - INDIANAPOLIS | 0.94
IN - KOKOMO | 0.94
IN - LAFAYETTE | 0.94
IN - MUNCIE | 0.94
IN - NEW ALBANY | 0.97
IN - OTHER | 0.97
IN - SOUTH BEND | 1.02
IN - TERRE HAUTE | 0.95
KS - DODGE CITY | 1.01
KS - HUTCHINSON | 1.01
KS - KANSAS CITY | 1.04
KS - LAWRENCE | 1.02
KS - MANHATTAN | 1.01
KS - OLATHE | 1.01
KS - OTHER | 1.01
KS - SALINA | 1.01
KS - TOPEKA | 1
KS - WICHITA | 0.95
KY - BOWLING GREEN | 0.92
KY - HOPKINSVILLE | 0.92
KY - LEXINGTON | 0.93
KY - LOUISVILLE | 0.91
KY - MAYFIELD | 0.92
KY - MAYSVILLE | 0.92
KY - OTHER | 0.92
KY - OWENSBORO | 0.92
KY - PADUCAH | 0.92
LA - ALEXANDRIA | 0.84
LA - BATON ROUGE | 0.85
LA - BOSSIER CITY | 0.84
LA - HOUMA | 0.85
LA - LAFAYETTE | 0.84
LA - LAKE CHARLES | 0.84
LA - MONROE | 0.83
LA - NEW IBERIA | 0.84
LA - NEW ORLEANS | 0.85
LA - OTHER | 0.84
LA - SHREVEPORT | 0.85
MA - ATTLEBORO | 1.17
MA - BARNSTABLE | 1.17
MA - BOSTON | 1.17
MA - BROCKTON | 1.21
MA - FALL RIVER | 1.17
MA - FITCHBURG | 1.18
MA - FRAMINGHAM | 1.17
MA - HAVERHILL | 1.17
MA - LAWRENCE | 1.17
MA - LEOMINSTER | 1.18
MA - LOWELL | 1.17
MA - NEW BEDFORD | 1.17
MA - NORTHAMPTON | 1.06
MA - OTHER | 1.14
MA - PITTSFIELD | 1.06
MA - SPRINGFIELD | 1.06
MA - WORCESTER | 1.18
MA - YARMOUTH | 1.17
MD - ABERDEEN | 0.89
MD - ANNAPOLIS | 0.89
ME - AUGUSTA | 0.83
MD - BALTIMORE | 0.91
MD - CUMBERLAND | 0.87
MD - FREDERICK | 0.89
MD - HAGERSTOWN | 0.89
MD - LEXINGTON PARK | 0.89
MD - OTHER | 0.89
MD - ROCKVILLE | 0.89
MD - SALISBURY | 0.89
ME - AUBURN | 0.84
ME - BANGOR | 0.82
ME - BIDDEFORD | 0.83
ME - FARMINGTON | 0.83
ME - LEWISTON | 0.84
ME - OTHER | 0.83
ME - PORTLAND | 0.84
ME - SANFORD | 0.83
MI - ANN ARBOR | 1.03
MI - BATTLE CREEK | 0.94
MI - BAY CITY | 0.93
MI - BENTON HARBOR | 0.95
MI - CHEBOYGAN | 0.94
MI - DETROIT | 1.02
MI - EAST LANSING | 0.96
MI - FLINT | 0.98
MI - GRAND RAPIDS | 0.84
MI - HOLLAND | 0.88
MI - JACKSON | 0.97
MI - KALAMAZOO | 0.94
MI - LANSING | 0.96
MI - MARQUETTE | 0.94
MI - MIDLAND | 0.92
MI - MUSKEGON | 0.87
MI - OTHER | 0.94
MI - SAGINAW | 0.92
MN - AUSTIN | 1.07
MN - DULUTH | 1.05
MN - GRAND FORKS | 1.07
MN - GRAND RAPIDS | 1.07
MN - MANKATO | 1.07
MN - MINNEAPOLIS | 1.09
MN - MOORHEAD | 1.07
MN - OTHER | 1.07
MN - ROCHESTER | 1.05
MN - SAINT CLOUD | 1.05
MN - SAINT PAUL | 1.09
MO - COLUMBIA | 1
MO - FARMINGTON | 1
MO - JEFFERSON CITY | 1
MO - JOPLIN | 0.91
MO - KANSAS CITY | 1.06
MO - OTHER | 1
MO - POPLAR BLUFF | 1
MO - SAINT JOSEPH | 1.05
MO - SAINT LOUIS | 1.02
MO - SPRINGFIELD | 0.9
MS - BILOXI | 0.82
MS - COLUMBUS | 0.82
MS - GREENVILLE | 0.82
MS - GULFPORT | 0.82
MS - HATTIESBURG | 0.83
MS - HELENA | 0.84
MS - JACKSON | 0.8
MS - MERIDIAN | 0.82
MS - OTHER | 0.82
MS - PASCAGOULA | 0.84
MS - VICKSBURG | 0.82
MT - BILLINGS | 0.91
MT - BUTTE | 0.92
MT - GLASGOW | 0.92
MT - GREAT FALLS | 0.92
MT - HARVE | 0.92
MT - HELENA | 0.92
MT - KALISPELL | 0.92
MT - MILES CITY | 0.92
MT - MISSOULA | 0.92
MT - OTHER | 0.92
NC - ASHEVILLE | 0.79
NC - CHAPEL HILL | 0.78
NC - CHARLOTTE | 0.79
NC - DURHAM | 0.78
NC - FAYETTEVILLE | 0.79
NC - GASTONIA | 0.79
NC - GOLDSBORO | 0.79
NC - GREENSBORO | 0.78
NC - GREENVILLE | 0.78
NC - HICKORY | 0.79
NC - HIGH POINT | 0.78
NC - JACKSONVILLE | 0.79
NC - KANNAPOLIS | 0.79
NC - LENOIR | 0.8
NC - MORGANTON | 0.8
NC - OTHER | 0.79
NC - RALEIGH | 0.79
NC - ROCKY MOUNT | 0.78
NC - WILMINGTON | 0.78
NC - WINSTON-SALEM | 0.78
ND - BISMARCK | 0.89
ND - DICKINSON | 0.91
ND - FARGO | 0.92
ND - GRAND FORKS | 0.9
ND - JAMESTOWN | 0.91
ND - MINOT | 0.91
ND - OTHER | 0.91
ND - WILLISTON | 0.91
NE - BEATRICE | 0.91
NE - CHADRON | 0.91
NE - COLUMBUS | 0.91
NE - GRAND ISLAND | 0.91
NE - LINCOLN | 0.89
NE - NORFOLK | 0.91
NE - NORTH PLATTE | 0.91
NE - OMAHA | 0.93
NE - OTHER | 0.91
NE - SCOTTSBLUFF | 0.91
NE - VALENTINE | 0.91
NH - BERLIN | 0.89
NH - CLAREMONT | 0.89
NH - CONCORD | 0.89
NH - KEENE | 0.89
NH - LACONIA | 0.89
NH - MANCHESTER | 0.89
NH - NASHUA | 0.89
NH - OTHER | 0.89
NH - PORTSMOUTH | 0.9
NH - ROCHESTER | 0.89
NJ - ATLANTIC | 1.2
NJ - BERGEN | 1.24
NJ - BRIDGETON | 1.19
NJ - CAMDEN | 1.21
NJ - CAPE MAY | 1.18
NJ - FLANDERS | 1.21
NJ - HAMMONTON | 1.2
NJ - HUNTERDON | 1.2
NJ - JERSEY CITY | 1.23
NJ - LAKEWOOD | 1.21
NJ - MIDDLESEX | 1.2
NJ - MILLVILLE | 1.19
NJ - MONMOUTH | 1.19
NJ - NEW BRUNSWICK | 1.21
NJ - NEWARK | 1.22
NJ - OCEAN | 1.18
NJ - OTHER | 1.21
NJ - PASSAIC | 1.23
NJ - PATERSON | 1.23
NJ - SOMERSET | 1.22
NJ - TRENTON | 1.2
NJ - VINELAND | 1.19
NJ - WASHINGTON | 1.21
NJ - WILLINGBORO | 1.21
NM - ALAMOGORDO | 0.88
NM - ALBUQUERQUE | 0.88
NM - CARLSBAD | 0.88
NM - FARMINGTON | 0.88
NM - GALLUP | 0.88
NM - LAS CRUCES | 0.87
NM - LAS VEGAS | 0.88
NM - OTHER | 0.88
NM - SANTA FE | 0.88
NV - CARSON CITY | 1.14
NV - ELY | 1.14
NV - HAWTHORNE | 1.14
NV - HENDERSON | 1.15
NV - LAS VEGAS | 1.15
NV - OTHER | 1.14
NV - RENO | 1.14
NV - SPARKS | 1.14
NV - WINNEMUCCA | 1.14
NY - ALBANY | 1.06
NY - AMSTERDAM | 1.06
NY - BINGHAMTON | 1.06
NY - BUFFALO | 1.04
NY - DUTCHESS COUNTY | 1.18
NY - ELMIRA | 1.04
NY - GLENS FALLS | 1.08
NY - ITHACA | 1.11
NY - JAMESTOWN | 1.11
NY - KINGSTON | 1.18
NY - LOCKPORT | 0.97
NY - LONG ISLAND | 1.27
NY - MALONE | 1.11
NY - NASSAU | 1.27
NY - NEW YORK CITY | 1.38
NY - NEWBURGH | 1.18
NY - NIAGARA FALLS | 0.97
NY - OTHER | 1.11
NY - ROCHESTER | 1.04
NY - ROME | 0.94
NY - SCHENECTADY | 1.06
NY - SUFFOLK | 1.27
NY - SYRACUSE | 0.96
NY - TROY | 1.06
NY - UTICA | 0.94
NY - WATERTOWN | 1.11
NY - WHITE PLAINS | 1.11
OH - AKRON | 0.97
OH - CANTON | 0.94
OH - CINCINNATI | 0.94
OH - CLEVELAND | 0.99
OH - COLUMBUS | 0.95
OH - DAYTON | 0.93
OH - ELYRIA | 0.99
OH - FINDLAY | 0.95
OH - HAMILTON | 0.95
OH - LIMA | 0.93
OH - LORAIN | 0.99
OH - MANSFIELD | 0.95
OH - MARION | 0.95
OH - MASSILLON | 0.94
OH - MIDDLETOWN | 0.95
OH - OTHER | 0.95
OH - PORTSMOUTH | 0.95
OH - SPRINGFIELD | 0.94
OH - STEUBENVILLE | 0.94
OH - TOLEDO | 0.97
OH - WARREN | 0.94
OH - YOUNGSTOWN | 0.94
OK - BARTLESVILLE | 0.87
OK - ENID | 0.85
OK - LAWTON | 0.86
OK - MUSKOGEE | 0.87
OK - NORMAN | 0.87
OK - OKLAHOMA CITY | 0.87
OK - OTHER | 0.87
OK - PONCA CITY | 0.87
OK - TULSA | 0.87
OR - ASHLAND | 1
OR - BEND | 1.05
OR - CORVALLIS | 1.05
OR - EUGENE | 1.05
OR - MEDFORD | 1
OR - OTHER | 1.05
OR - PENDLETON | 1.05
OR - PORTLAND | 1.08
OR - SALEM | 1.06
OR - SPRINGFIELD | 1.05
OR - THE DALLES | 1.05
PA - ALLENTOWN | 1
PA - ALTOONA | 0.97
PA - BETHLEHEM | 1.02
PA - CARLISLE | 0.97
PA - EASTON | 1.02
PA - ERIE | 0.97
PA - HARRISBURG | 0.98
PA - HAZLETON | 0.99
PA - JOHNSTOWN | 0.97
PA - LANCASTER | 0.97
PA - LEBANON | 0.97
PA - NEW CASTLE | 1
PA - OTHER | 1
PA - PHILADELPHIA | 1.14
PA - PITTSBURGH | 1.02
PA - READING | 1.02
PA - SCRANTON | 0.99
PA - SHARON | 0.99
PA - STATE COLLEGE | 0.98
PA - WILKES-BARRE | 0.99
PA - WILLIAMSPORT | 0.99
PA - YORK | 0.97
PR - MAYAGUEZ | 0.73
PR - OTHER | 0.73
PR - PONCE | 0.73
PR - SAN JUAN | 0.73
RI - NEWPORT | 1.07
RI - OTHER | 1.07
RI - PAWTUCKET | 1.07
RI - PROVIDENCE | 1.07
RI - WARWICK | 1.07
RI - WESTERLY | 1.07
RI - WOONSOCKET | 1.07
SC - AIKEN | 0.9
SC - ANDERSON | 0.78
SC - CHARLESTON | 0.79
SC - COLUMBIA | 0.78
SC - FLORENCE | 0.8
SC - GREENVILLE | 0.78
SC - MYRTLE BEACH | 0.77
SC - NORTH CHARLESTON | 0.79
SC - OTHER | 0.81
SC - ROCK HILL | 0.81
SC - SPARTANBURG | 0.79
SC - SUMTER | 0.78
SD - ABERDEEN | 0.84
SD - BROOKINGS | 0.84
SD - MITCHELL | 0.84
SD - OTHER | 0.84
SD - PIERRE | 0.84
SD - RAPID CITY | 0.84
SD - SIOUX FALLS | 0.84
SD - WATERTOWN | 0.84
TN - CHATTANOOGA | 0.86
TN - CLARKSVILLE | 0.86
TN - JACKSON | 0.86
TN - JOHNSON CITY | 0.84
TN - KNOXVILLE | 0.87
TN - MEMPHIS | 0.87
TN - NASHVILLE | 0.85
TN - OTHER | 0.86
TX - ABILENE | 0.84
TX - AMARILLO | 0.84
TX - ARLINGTON | 0.82
TX - AUSTIN | 0.86
TX - BEAUMONT | 0.85
TX - BRAZORIA | 0.84
TX - BROWNSVILLE | 0.83
TX - BRYAN | 0.87
TX - COLLEGE STATION | 0.87
TX - CORPUS CHRISTI | 0.84
TX - DALLAS | 0.84
TX - DENISON | 0.85
TX - EDINBURG | 0.84
TX - EL PASO | 0.83
TX - FORT WORTH | 0.82
TX - GALVESTON | 0.84
TX - HARLINGEN | 0.83
TX - HOUSTON | 0.86
TX - KILLEEN | 0.81
TX - LAREDO | 0.84
TX - LONGVIEW | 0.84
TX - LUBBOCK | 0.85
TX - MARSHALL | 0.81
TX - MCALLEN | 0.84
TX - MIDLAND | 0.84
TX - MISSION | 0.84
TX - ODESSA | 0.84
TX - OTHER | 0.84
TX - PORT ARTHUR | 0.85
TX - SAN ANGELO | 0.83
TX - SAN ANTONIO | 0.88
TX - SAN BENITO | 0.83
TX - SAN MARCOS | 0.85
TX - SHERMAN | 0.85
TX - TEMPLE | 0.81
TX - TEXARKANA | 0.83
TX - TEXAS CITY | 0.84
TX - TYLER | 0.82
TX - VICTORIA | 0.84
TX - WACO | 0.84
TX - WICHITA FALLS | 0.85
UT - LOGAN | 0.86
UT - OGDEN | 0.86
UT - OREM | 0.85
UT - OTHER | 0.86
UT - PROVO | 0.85
UT - SALT LAKE CITY | 0.87
VA - Alexandria | 0.85
VA - Arlington | 0.85
VA - CHARLOTTESVILLE | 0.85
VA - LYNCHBURG | 0.84
VA - NEWPORT NEWS | 0.86
VA - NORFOLK | 0.85
VA - Other | 0.85
VA - PETERSBURG | 0.85
VA - RICHMOND | 0.85
VA - ROANOKE | 0.84
VA - VIRGINIA BEACH | 0.85
VT - Barre | 0.83
VT - Brattleboro | 0.83
VT - BURLINGTON | 0.83
VT - Newport | 0.83
VT - Other | 0.83
VT - Rutland | 0.83
VT - Springfield | 0.83
VT - St. Albans | 0.83
VT - St. Johnsbury | 0.83
WA - BELLEVUE | 1.15
WA - BELLINGHAM | 1.09
WA - BREMERTON | 1.11
WA - EVERETT | 1.13
WA - KENNEWICK | 0.97
WA - OLYMPIA | 1.12
WA - Other | 1.06
WA - PASCO | 0.97
WA - RICHLAND | 0.97
WA - SEATTLE | 1.15
WA - SPOKANE | 0.92
WA - TACOMA | 1.14
WA - Vancouver | 1.06
WA - YAKIMA | 0.98
WI - APPLETON | 1.03
WI - BELOIT | 1.05
WI - EAU CLAIRE | 1.03
WI - Fond du Lac | 1.05
WI - GREEN BAY | 1.03
WI - JANESVILLE | 1.05
WI - KENOSHA | 1.06
WI - LA CROSSE | 1.03
WI - MADISON | 1.05
WI - MILWAUKEE | 1.08
WI - NEENAH | 1.03
WI - OSHKOSH | 1.03
WI - Other | 1.05
WI - RACINE | 1.06
WI - SHEBOYGAN | 1.03
WI - Superior | 1.05
WI - WAUKESHA | 1.08
WI - WAUSAU | 1.03
WV - Beckley | 0.97
WV - CHARLESTON | 0.98
WV - Clarksburg | 0.97
WV - HUNTINGTON | 0.99
WV - Morgantown | 0.97
WV - Other | 0.97
WV - PARKERSBURG | 0.98
WV - WHEELING | 0.94
WY - CASPER | 0.86
WY - CHEYENNE | 0.86
WY - Laramie | 0.86
WY - Other | 0.86
WY - Rock Springs | 0.86
WY - Sheridan | 0.86